## Hoja1
Area | Location_Code | Location_Description | Task_ID | Frequency_Unit | Frequency_Value | Average_Daily_Usage | Type_Work | Labour | Labour_Required | Work | Operation | Operation Mode | Maximum_Tolerance_Value | Criticality | Shutdown_Anchor_ID
313 | 313-110 | OHL 34.5kV Secondary Crushing | Tarea 1 | Weeks | 26 |  | CONMON | LCMT - Cond Monitor Tech | 2 | 4.5 | 26W CONMON ELEC L. DISTRIBUI ON | ON | 2 | 2
313 | 313-110 | OHL 34.5kV Secondary Crushing | Tarea 2 | Weeks | 26 |  | INSPE | LELV - Electrician | 2 | 32.5 | 26W INSPE ELEC L.TRANSMISIÓN ON | ON | 2 | 2
313 | 313-111 | SWG 34.5kV Secondary Crushing | Tarea 3 | Weeks | 26 |  | CONMON | LCMT - Cond Monitor Tech | 2 | 1 | 26W CONMON ELEC SWITCHGEAR OFF | OFF | 0 | 3 | 26W_Plant_Shutdown
313 | 313-111 | SWG 34.5kV Secondary Crushing | Tarea 4 | Weeks | 26 |  | CONMON | LCMT - Cond Monitor Tech | 2 | 5 | 26W CONMON ELEC SWITCHGEAR ON | ON | 2 | 3
313 | 313-111 | SWG 34.5kV Secondary Crushing | Tarea 5 | Weeks | 26 |  | INSPE | LELV - Electrician | 2 | 12.5 | 26W INSPE ELEC SWITCHGEAR OFF | OFF | 0 | 3 | 26W_Plant_Shutdown
313 | 313-111 | SWG 34.5kV Secondary Crushing | Tarea 6 | Weeks | 26 |  | INSPE | LELV - Electrician | 2 | 18.5 | 26W INSPE ELEC SWITCHGEAR ON | ON | 2 | 3
313 | 313-111 | SWG 34.5kV Secondary Crushing | Tarea 7 | Weeks | 52 |  | INSPE | LELV - Electrician | 2 | 3 | 52W INSPE ELEC SWITCHGEAR OFF | OFF | 0 | 3 | 52W_Plant_Shutdown
313 | 313-112 | SUB 34.5kV Secondary Crushing | Tarea 8 | Weeks | 4 |  | INSPE | LELV - Electrician | 2 | 2.5 | 4W INSPE ELEC SUBSTACIÓN ON | ON | 1 | 3
313 | 313-112 | SUB 34.5kV Secondary Crushing | Tarea 9 | Weeks | 26 |  | INSPE | LELV - Electrician | 2 | 1 | 26W INSPE ELEC SUBSTACIÓN OFF | OFF | 0 | 3 | 26W_Plant_Shutdown
313 | 313-112 | SUB 34.5kV Secondary Crushing | Tarea 10 | Weeks | 26 |  | INSPE | LELV - Electrician | 2 | 6 | 26W INSPE ELEC SUBESTACIÓN ON | ON | 2 | 3
313 | 313-112 | SUB 34.5kV Secondary Crushing | Tarea 11 | Weeks | 52 |  | INSPE | LELV - Electrician | 2 | 0.5 | 52W INSPE ELEC SUBESTACIÓN OFF | OFF | 0 | 3 | 52W_Plant_Shutdown
313 | 313-112 | SUB 34.5kV Secondary Crushing | Tarea 12 | Weeks | 52 |  | INSPE | LELV - Electrician | 2 | 1 | 52W INSPE ELEC SUBESTACIÓN ON | ON | 2 | 3
313 | 313-113 | SWB 34.5/4.16kV Secondar Crush | Tarea 13 | Weeks | 26 |  | CONMON | LCMT - Cond Monitor Tech | 2 | 0.5 | 26W CONMON ELEC 34.5kV 1001 OFF | OFF | 0 | 3 | 26W_Plant_Shutdown
313 | 313-113 | SWB 34.5/4.16kV Secondar Crush | Tarea 14 | Weeks | 26 |  | CONMON | LCMT - Cond Monitor Tech | 2 | 0.5 | 26W CONMON ELEC 34.5kV 2001 OFF | OFF | 0 | 3 | 26W_Plant_Shutdown
313 | 313-113 | SWB 34.5/4.16kV Secondar Crush | Tarea 15 | Weeks | 26 |  | CONMON | LCMT - Cond Monitor Tech | 2 | 0.5 | 26W CONMON ELEC 4.16kV 1001 OFF | OFF | 0 | 3 | 26W_Plant_Shutdown
313 | 313-113 | SWB 34.5/4.16kV Secondar Crush | Tarea 16 | Weeks | 26 |  | CONMON | LCMT - Cond Monitor Tech | 2 | 0.5 | 26W CONMON ELEC 4.16kV 1101 OFF | OFF | 0 | 3 | 26W_Plant_Shutdown
313 | 313-113 | SWB 34.5/4.16kV Secondar Crush | Tarea 17 | Weeks | 26 |  | CONMON | LCMT - Cond Monitor Tech | 2 | 1 | 26W CONMON ELEC 34.5kV 1001 ON | ON | 2 | 3
313 | 313-113 | SWB 34.5/4.16kV Secondar Crush | Tarea 18 | Weeks | 26 |  | CONMON | LCMT - Cond Monitor Tech | 2 | 1 | 26W CONMON ELEC 34.5kV 2001 ON | ON | 2 | 3
313 | 313-113 | SWB 34.5/4.16kV Secondar Crush | Tarea 19 | Weeks | 26 |  | CONMON | LCMT - Cond Monitor Tech | 2 | 1 | 26W CONMON ELEC 4.16kV 1001 ON | ON | 2 | 3
313 | 313-113 | SWB 34.5/4.16kV Secondar Crush | Tarea 20 | Weeks | 26 |  | CONMON | LCMT - Cond Monitor Tech | 2 | 1 | 26W CONMON ELEC 4.16kV 1101 ON | ON | 2 | 3
313 | 313-113 | SWB 34.5/4.16kV Secondar Crush | Tarea 21 | Weeks | 26 |  | INSPE | LCRP - C&I Technician | 2 | 0.5 | 26W INSPE INST 34.5kV 1001 OFF | OFF | 0 | 3 | 26W_Plant_Shutdown
313 | 313-113 | SWB 34.5/4.16kV Secondar Crush | Tarea 22 | Weeks | 26 |  | INSPE | LCRP - C&I Technician | 2 | 0.5 | 26W INSPE INST 34.5kV 2001 OFF | OFF | 0 | 3 | 26W_Plant_Shutdown
313 | 313-113 | SWB 34.5/4.16kV Secondar Crush | Tarea 23 | Weeks | 26 |  | INSPE | LCRP - C&I Technician | 2 | 0.5 | 26W INSPE INST 4.16kV 1001 OFF | OFF | 0 | 3 | 26W_Plant_Shutdown
313 | 313-113 | SWB 34.5/4.16kV Secondar Crush | Tarea 24 | Weeks | 26 |  | INSPE | LCRP - C&I Technician | 2 | 0.5 | 26W INSPE INST 4.16kV 1101 OFF | OFF | 0 | 3 | 26W_Plant_Shutdown
313 | 313-113 | SWB 34.5/4.16kV Secondar Crush | Tarea 25 | Weeks | 26 |  | INSPE | LELV - Electrician | 2 | 14.5 | 26W INSPE ELEC 34.5kV 1001 OFF | OFF | 0 | 3 | 26W_Plant_Shutdown
313 | 313-113 | SWB 34.5/4.16kV Secondar Crush | Tarea 26 | Weeks | 26 |  | INSPE | LELV - Electrician | 2 | 14.5 | 26W INSPE ELEC 34.5kV 2001 OFF | OFF | 0 | 3 | 26W_Plant_Shutdown
313 | 313-113 | SWB 34.5/4.16kV Secondar Crush | Tarea 27 | Weeks | 26 |  | INSPE | LELV - Electrician | 2 | 14.5 | 26W INSPE ELEC 4.16kV 1001 OFF | OFF | 0 | 3 | 26W_Plant_Shutdown
313 | 313-113 | SWB 34.5/4.16kV Secondar Crush | Tarea 28 | Weeks | 26 |  | INSPE | LELV - Electrician | 2 | 14.5 | 26W INSPE ELEC 4.16kV 1101 OFF | OFF | 0 | 3 | 26W_Plant_Shutdown
313 | 313-113 | SWB 34.5/4.16kV Secondar Crush | Tarea 29 | Weeks | 26 |  | INSPE | LELV - Electrician | 2 | 2.5 | 26W INSPE ELEC 34.5kV 1001 ON | ON | 2 | 3
313 | 313-113 | SWB 34.5/4.16kV Secondar Crush | Tarea 30 | Weeks | 26 |  | INSPE | LELV - Electrician | 2 | 2.5 | 26W INSPE ELEC 34.5kV 2001 ON | ON | 2 | 3
313 | 313-113 | SWB 34.5/4.16kV Secondar Crush | Tarea 31 | Weeks | 26 |  | INSPE | LELV - Electrician | 2 | 3 | 26W INSPE ELEC 4.16kV 1001 ON | ON | 2 | 3
313 | 313-113 | SWB 34.5/4.16kV Secondar Crush | Tarea 32 | Weeks | 26 |  | INSPE | LELV - Electrician | 2 | 3 | 26W INSPE ELEC 4.16kV 1101 ON | ON | 2 | 3
313 | 313-114 | TFR 34.5, 0.48kV Seconda Crush | Tarea 33 | Weeks | 13 |  | INSPE | LELV - Electrician | 2 | 1 | 13W INSPE ELEC TRANSFORMADOR ACEITE OFF | OFF | 0 | 3 | 13W_Plant_Shutdown
313 | 313-114 | TFR 34.5, 0.48kV Seconda Crush | Tarea 34 | Weeks | 13 |  | INSPE | LELV - Electrician | 2 | 3.5 | 13W INSPE ELEC TRANSFORMADOR ACEITE ON | ON | 2 | 3
313 | 313-114 | TFR 34.5, 0.48kV Seconda Crush | Tarea 35 | Weeks | 26 |  | CONMON | LCMT - Cond Monitor Tech | 2 | 3 | 26W CONMON ELEC TRANSFORMADOR ACEITE ON | ON | 2 | 3
313 | 313-114 | TFR 34.5, 0.48kV Seconda Crush | Tarea 36 | Weeks | 26 |  | INSPE | LELV - Electrician | 2 | 3 | 26W INSPE ELEC TRANSFORMADOR ACEITE ON | ON | 2 | 3
313 | 313-114 | TFR 34.5, 0.48kV Seconda Crush | Tarea 37 | Weeks | 52 |  | CONMON | LCMT - Cond Monitor Tech | 2 | 1 | 52W CONMON ELEC TRANSFORMADOR ACEITE ON | ON | 2 | 3
313 | 313-114 | TFR 34.5, 0.48kV Seconda Crush | Tarea 38 | Weeks | 52 |  | INSPE | LELV - Electrician | 2 | 11 | 52W INSPE ELEC TRANSFORMADOR ACEITE OFF | OFF | 0 | 3 | 52W_Plant_Shutdown
313 | 313-114 | TFR 34.5, 0.48kV Seconda Crush | Tarea 39 | Weeks | 52 |  | INSPE | LELV - Electrician | 2 | 14.5 | 52W INSPE ELEC TRANSFORMADOR ACEITE ON | ON | 2 | 3
313 | 313-115 | MCC 480V Secondary Crushing | Tarea 40 | Weeks | 26 |  | CONMON | LCMT - Cond Monitor Tech | 2 | 1 | 26W CONMON ELEC MCC OFF | OFF | 0 | 2 | 26W_Plant_Shutdown
313 | 313-115 | MCC 480V Secondary Crushing | Tarea 41 | Weeks | 26 |  | CONMON | LCMT - Cond Monitor Tech | 2 | 3 | 26W CONMON ELEC MCC ON | ON | 2 | 2
313 | 313-115 | MCC 480V Secondary Crushing | Tarea 42 | Weeks | 26 |  | INSPE | LELV - Electrician | 2 | 8.2 | 26W INSPE ELEC MCC OFF | OFF | 0 | 2 | 26W_Plant_Shutdown
313 | 313-115 | MCC 480V Secondary Crushing | Tarea 43 | Weeks | 26 |  | INSPE | LELV - Electrician | 2 | 4 | 26W INSPE ELEC MCC ON | ON | 2 | 2
313 | 313-115 | MCC 480V Secondary Crushing | Tarea 44 | Weeks | 52 |  | INSPE | LELV - Electrician | 2 | 4 | 52W INSPE ELEC MCC OFF | OFF | 0 | 2 | 52W_Plant_Shutdown
313 | 313-115 | MCC 480V Secondary Crushing | Tarea 45 | Weeks | 52 |  | INSPE | LELV - Electrician | 2 | 2 | 52W INSPE ELEC MCC ON | ON | 2 | 2
313 | 313-116 | DBE Secondary Crushing | Tarea 46 | Weeks | 26 |  | CONMON | LCMT - Cond Monitor Tech | 2 | 0.5 | 26W CONMON ELEC DBE ON | ON | 2 | 3
313 | 313-116 | DBE Secondary Crushing | Tarea 47 | Weeks | 52 |  | INSPE | LELV - Electrician | 2 | 2.5 | 52W INSPE ELEC DBE OFF | OFF | 2 | 3
313 | 313-116 | DBE Secondary Crushing | Tarea 48 | Weeks | 52 |  | INSPE | LELV - Electrician | 2 | 5 | 52W INSPE ELEC DBE ON | ON | 2 | 3
313 | 313-117 | UPS Secondary Crushing | Tarea 49 | Weeks | 4 |  | CONMON | LCMT - Cond Monitor Tech | 2 | 0.5 | 4W CONMON ELEC UPS ON | ON | 1 | 3
313 | 313-117 | UPS Secondary Crushing | Tarea 50 | Weeks | 4 |  | INSPE | LELV - Electrician | 2 | 8 | 4W INSPE ELEC UPS OFF | OFF | 1 | 3
313 | 313-117 | UPS Secondary Crushing | Tarea 51 | Weeks | 52 |  | MANT | LELV - Electrician | 2 | 1 | 52W MANT UPS OFF | OFF | 0 | 3 | 52W_Plant_Shutdown
313 | 313-BN-9001 | Bin 01 Secondary Crushers | Tarea 52 | Weeks | 1 |  | INSPE | LCRP - C&I Technician | 2 | 0.5 | 1W INSPE INST 313BN9000 ON | ON | 0 | 1
313 | 313-BN-9001 | Bin 01 Secondary Crushers | Tarea 53 | Weeks | 1 |  | INSPE | LINT - Industrial Technician | 2 | 6.5 | 1W INSPE MECH 313BN9000 ON | ON | 0 | 1
313 | 313-BN-9001 | Bin 01 Secondary Crushers | Tarea 54 | Weeks | 2 |  | MANT | LCRP - C&I Technician | 2 | 0.5 | 2W MANT INST 313BN9000 OFF | OFF | 1 | 1
313 | 313-BN-9001 | Bin 01 Secondary Crushers | Tarea 55 | Weeks | 2 |  | INSPE | LCRP - C&I Technician | 2 | 4 | 2W INSPE INST 313BN9000 ON | ON | 1 | 1
313 | 313-BN-9001 | Bin 01 Secondary Crushers | Tarea 56 | Weeks | 4 |  | CONMON | LCMT - Cond Monitor Tech | 2 | 0.5 | 4W CONMON 313BN9000 ON | ON | 1 | 1
313 | 313-BN-9001 | Bin 01 Secondary Crushers | Tarea 57 | Weeks | 4 |  | MANT | LCRP - C&I Technician | 2 | 1 | 4W MANT INST 313BN9000 OFF | OFF | 1 | 1
313 | 313-BN-9001 | Bin 01 Secondary Crushers | Tarea 58 | Weeks | 4 |  | INSPE | LINT - Industrial Technician | 2 | 4.5 | 4W INSPE MECH 313BN9000 ON | ON | 1 | 1
313 | 313-BN-9001 | Bin 01 Secondary Crushers | Tarea 59 | Weeks | 13 |  | INSPE | LCRP - C&I Technician | 2 | 1.5 | 13W INSPE INST 313BN9000 OFF | OFF | 0 | 1 | 13W_Plant_Shutdown
313 | 313-BN-9001 | Bin 01 Secondary Crushers | Tarea 60 | Weeks | 13 |  | INSPE | LINT - Industrial Technician | 2 | 7 | 13W INSPE MECH 313BN9000 OFF | OFF | 0 | 1 | 13W_Plant_Shutdown
313 | 313-BN-9001 | Bin 01 Secondary Crushers | Tarea 61 | Weeks | 13 |  | MANT | LINT - Industrial Technician | 2 | 3 | 13W MANT MECH 313BN9000 OFF | OFF | 0 | 1 | 13W_Plant_Shutdown
313 | 313-BN-9001 | Bin 01 Secondary Crushers | Tarea 62 | Weeks | 26 |  | CONMON | LCMT - Cond Monitor Tech | 2 | 2 | 26W CONMON 313BN9000 OFF | OFF | 0 | 1 | 26W_Plant_Shutdown
313 | 313-BN-9001 | Bin 01 Secondary Crushers | Tarea 63 | Weeks | 26 |  | CONMON | LCMT - Cond Monitor Tech | 2 | 6 | 26W CONMON 313BN9000 ON | ON | 2 | 1
313 | 313-BN-9001 | Bin 01 Secondary Crushers | Tarea 64 | Weeks | 26 |  | INSPE | LCRP - C&I Technician | 2 | 1 | 26W INSPE INST 313BN9000 OFF | OFF | 0 | 1 | 26W_Plant_Shutdown
313 | 313-BN-9001 | Bin 01 Secondary Crushers | Tarea 65 | Weeks | 26 |  | INSPE | LELV - Electrician | 2 | 3 | 26W INSPE ELEC 313BN9000 OFF | OFF | 0 | 1 | 26W_Plant_Shutdown
313 | 313-BN-9001 | Bin 01 Secondary Crushers | Tarea 66 | Weeks | 26 |  | MANT | LELV - Electrician | 2 | 6.5 | 26W MANT ELEC 313BN9000 OFF | OFF | 0 | 1 | 26W_Plant_Shutdown
313 | 313-BN-9001 | Bin 01 Secondary Crushers | Tarea 67 | Weeks | 26 |  | INSPE | LELV - Electrician | 2 | 3 | 26W INSPE ELEC 313BN9000 ON | ON | 2 | 1
313 | 313-BN-9001 | Bin 01 Secondary Crushers | Tarea 68 | Weeks | 26 |  | INSPE | LINT - Industrial Technician | 2 | 2.5 | 26W INSPE MECH 313BN9000 ON | ON | 2 | 1
313 | 313-BN-9001 | Bin 01 Secondary Crushers | Tarea 69 | Weeks | 52 |  | CONMON | LCMT - Cond Monitor Tech | 2 | 1.5 | 52W CONMON 313BN9000 OFF | OFF | 0 | 1 | 52W_Plant_Shutdown
313 | 313-BN-9001 | Bin 01 Secondary Crushers | Tarea 70 | Weeks | 52 |  | MANT | LCRP - C&I Technician | 2 | 1 | 52W MANT INST 313BN9000 OFF | OFF | 0 | 1 | 52W_Plant_Shutdown
313 | 313-BN-9001 | Bin 01 Secondary Crushers | Tarea 71 | Weeks | 52 |  | MANT | LINT - Industrial Technician | 2 | 1 | 52W MANT MECH 313BN9000 OFF | OFF | 0 | 1 | 52W_Plant_Shutdown
313 | 313-BN-9002 | Bin 02 Crusher Bypass | Tarea 72 | Weeks | 1 |  | INSPE | LCRP - C&I Technician | 2 | 0.5 | 1W INSPE INST 313BN9000 ON | ON | 0 | 1
313 | 313-BN-9002 | Bin 02 Crusher Bypass | Tarea 73 | Weeks | 1 |  | INSPE | LINT - Industrial Technician | 2 | 6.5 | 1W INSPE MECH 313BN9000 ON | ON | 0 | 1
313 | 313-BN-9002 | Bin 02 Crusher Bypass | Tarea 74 | Weeks | 2 |  | MANT | LCRP - C&I Technician | 2 | 0.5 | 2W MANT INST 313BN9000 OFF | OFF | 1 | 1
313 | 313-BN-9002 | Bin 02 Crusher Bypass | Tarea 75 | Weeks | 2 |  | INSPE | LCRP - C&I Technician | 2 | 4 | 2W INSPE INST 313BN9000 ON | ON | 1 | 1
313 | 313-BN-9002 | Bin 02 Crusher Bypass | Tarea 76 | Weeks | 4 |  | CONMON | LCMT - Cond Monitor Tech | 2 | 0.5 | 4W CONMON 313BN9000 ON | ON | 1 | 1
313 | 313-BN-9002 | Bin 02 Crusher Bypass | Tarea 77 | Weeks | 4 |  | MANT | LCRP - C&I Technician | 2 | 1 | 4W MANT INST 313BN9000 OFF | OFF | 1 | 1
313 | 313-BN-9002 | Bin 02 Crusher Bypass | Tarea 78 | Weeks | 4 |  | INSPE | LINT - Industrial Technician | 2 | 4.5 | 4W INSPE MECH 313BN9000 ON | ON | 1 | 1
313 | 313-BN-9002 | Bin 02 Crusher Bypass | Tarea 79 | Weeks | 13 |  | INSPE | LCRP - C&I Technician | 2 | 1.5 | 13W INSPE INST 313BN9000 OFF | OFF | 2 | 1
313 | 313-BN-9002 | Bin 02 Crusher Bypass | Tarea 80 | Weeks | 13 |  | INSPE | LINT - Industrial Technician | 2 | 7 | 13W INSPE MECH 313BN9000 OFF | OFF | 2 | 1
313 | 313-BN-9002 | Bin 02 Crusher Bypass | Tarea 81 | Weeks | 13 |  | MANT | LINT - Industrial Technician | 2 | 3 | 13W MANT MECH 313BN9000 OFF | OFF | 2 | 1
313 | 313-BN-9002 | Bin 02 Crusher Bypass | Tarea 82 | Weeks | 26 |  | CONMON | LCMT - Cond Monitor Tech | 2 | 2 | 26W CONMON 313BN9000 OFF | OFF | 2 | 1
313 | 313-BN-9002 | Bin 02 Crusher Bypass | Tarea 83 | Weeks | 26 |  | CONMON | LCMT - Cond Monitor Tech | 2 | 6 | 26W CONMON 313BN9000 ON | ON | 2 | 1
313 | 313-BN-9002 | Bin 02 Crusher Bypass | Tarea 84 | Weeks | 26 |  | INSPE | LCRP - C&I Technician | 2 | 1 | 26W INSPE INST 313BN9000 OFF | OFF | 2 | 1
313 | 313-BN-9002 | Bin 02 Crusher Bypass | Tarea 85 | Weeks | 26 |  | INSPE | LELV - Electrician | 2 | 3 | 26W INSPE ELEC 313BN9000 OFF | OFF | 2 | 1
313 | 313-BN-9002 | Bin 02 Crusher Bypass | Tarea 86 | Weeks | 26 |  | MANT | LELV - Electrician | 2 | 6.5 | 26W MANT ELEC 313BN9000 OFF | OFF | 2 | 1
313 | 313-BN-9002 | Bin 02 Crusher Bypass | Tarea 87 | Weeks | 26 |  | INSPE | LELV - Electrician | 2 | 3 | 26W INSPE ELEC 313BN9000 ON | ON | 2 | 1
313 | 313-BN-9002 | Bin 02 Crusher Bypass | Tarea 88 | Weeks | 26 |  | INSPE | LINT - Industrial Technician | 2 | 2.5 | 26W INSPE MECH 313BN9000 ON | ON | 2 | 1
313 | 313-BN-9002 | Bin 02 Crusher Bypass | Tarea 89 | Weeks | 52 |  | CONMON | LCMT - Cond Monitor Tech | 2 | 1.5 | 52W CONMON 313BN9000 OFF | OFF | 2 | 1
313 | 313-BN-9002 | Bin 02 Crusher Bypass | Tarea 90 | Weeks | 52 |  | MANT | LCRP - C&I Technician | 2 | 1 | 52W MANT INST 313BN9000 OFF | OFF | 2 | 1
313 | 313-BN-9002 | Bin 02 Crusher Bypass | Tarea 91 | Weeks | 52 |  | MANT | LINT - Industrial Technician | 2 | 1 | 52W MANT MECH 313BN9000 OFF | OFF | 2 | 1
313 | 313-BN-9003 | Bin 03 Secondary Crushers | Tarea 92 | Weeks | 1 |  | INSPE | LCRP - C&I Technician | 2 | 0.5 | 1W INSPE INST 313BN9000 ON | ON | 0 | 1
313 | 313-BN-9003 | Bin 03 Secondary Crushers | Tarea 93 | Weeks | 1 |  | INSPE | LINT - Industrial Technician | 2 | 6.5 | 1W INSPE MECH 313BN9000 ON | ON | 0 | 1
313 | 313-BN-9003 | Bin 03 Secondary Crushers | Tarea 94 | Weeks | 2 |  | MANT | LCRP - C&I Technician | 2 | 0.5 | 2W MANT INST 313BN9000 OFF | OFF | 1 | 1
313 | 313-BN-9003 | Bin 03 Secondary Crushers | Tarea 95 | Weeks | 2 |  | INSPE | LCRP - C&I Technician | 2 | 4 | 2W INSPE INST 313BN9000 ON | ON | 1 | 1
313 | 313-BN-9003 | Bin 03 Secondary Crushers | Tarea 96 | Weeks | 4 |  | CONMON | LCMT - Cond Monitor Tech | 2 | 0.5 | 4W CONMON 313BN9000 ON | ON | 1 | 1
313 | 313-BN-9003 | Bin 03 Secondary Crushers | Tarea 97 | Weeks | 4 |  | MANT | LCRP - C&I Technician | 2 | 1 | 4W MANT INST 313BN9000 OFF | OFF | 1 | 1
313 | 313-BN-9003 | Bin 03 Secondary Crushers | Tarea 98 | Weeks | 4 |  | INSPE | LINT - Industrial Technician | 2 | 4.5 | 4W INSPE MECH 313BN9000 ON | ON | 1 | 1
313 | 313-BN-9003 | Bin 03 Secondary Crushers | Tarea 99 | Weeks | 13 |  | INSPE | LCRP - C&I Technician | 2 | 1.5 | 13W INSPE INST 313BN9000 OFF | OFF | 0 | 1 | 13W_Plant_Shutdown
313 | 313-BN-9003 | Bin 03 Secondary Crushers | Tarea 100 | Weeks | 13 |  | INSPE | LINT - Industrial Technician | 2 | 7 | 13W INSPE MECH 313BN9000 OFF | OFF | 0 | 1 | 13W_Plant_Shutdown
313 | 313-BN-9003 | Bin 03 Secondary Crushers | Tarea 101 | Weeks | 13 |  | MANT | LINT - Industrial Technician | 2 | 3 | 13W MANT MECH 313BN9000 OFF | OFF | 0 | 1 | 13W_Plant_Shutdown
313 | 313-BN-9003 | Bin 03 Secondary Crushers | Tarea 102 | Weeks | 26 |  | CONMON | LCMT - Cond Monitor Tech | 2 | 2 | 26W CONMON 313BN9000 OFF | OFF | 0 | 1 | 26W_Plant_Shutdown
313 | 313-BN-9003 | Bin 03 Secondary Crushers | Tarea 103 | Weeks | 26 |  | CONMON | LCMT - Cond Monitor Tech | 2 | 6 | 26W CONMON 313BN9000 ON | ON | 2 | 1
313 | 313-BN-9003 | Bin 03 Secondary Crushers | Tarea 104 | Weeks | 26 |  | INSPE | LCRP - C&I Technician | 2 | 1 | 26W INSPE INST 313BN9000 OFF | OFF | 0 | 1 | 26W_Plant_Shutdown
313 | 313-BN-9003 | Bin 03 Secondary Crushers | Tarea 105 | Weeks | 26 |  | INSPE | LELV - Electrician | 2 | 3 | 26W INSPE ELEC 313BN9000 OFF | OFF | 0 | 1 | 26W_Plant_Shutdown
313 | 313-BN-9003 | Bin 03 Secondary Crushers | Tarea 106 | Weeks | 26 |  | MANT | LELV - Electrician | 2 | 6.5 | 26W MANT ELEC 313BN9000 OFF | OFF | 0 | 1 | 26W_Plant_Shutdown
313 | 313-BN-9003 | Bin 03 Secondary Crushers | Tarea 107 | Weeks | 26 |  | INSPE | LELV - Electrician | 2 | 3 | 26W INSPE ELEC 313BN9000 ON | ON | 2 | 1
313 | 313-BN-9003 | Bin 03 Secondary Crushers | Tarea 108 | Weeks | 26 |  | INSPE | LINT - Industrial Technician | 2 | 2.5 | 26W INSPE MECH 313BN9000 ON | ON | 2 | 1
313 | 313-BN-9003 | Bin 03 Secondary Crushers | Tarea 109 | Weeks | 52 |  | CONMON | LCMT - Cond Monitor Tech | 2 | 1.5 | 52W CONMON 313BN9000 OFF | OFF | 0 | 1 | 52W_Plant_Shutdown
313 | 313-BN-9003 | Bin 03 Secondary Crushers | Tarea 110 | Weeks | 52 |  | MANT | LCRP - C&I Technician | 2 | 1 | 52W MANT INST 313BN9000 OFF | OFF | 0 | 1 | 52W_Plant_Shutdown
313 | 313-BN-9003 | Bin 03 Secondary Crushers | Tarea 111 | Weeks | 52 |  | MANT | LINT - Industrial Technician | 2 | 1 | 52W MANT MECH 313BN9000 OFF | OFF | 0 | 1 | 52W_Plant_Shutdown
313 | 313-BX-9001 | Box Feed Clean Up Screen | Tarea 112 | Weeks | 4 |  | CONMON | LINT - Industrial Technician | 2 | 0.5 | 4W CONMON MECH 313BX9001 OFF | OFF | 1 | 1
313 | 313-BX-9001 | Box Feed Clean Up Screen | Tarea 113 | Weeks | 4 |  | CONMON | LINT - Industrial Technician | 2 | 2.5 | 4W CONMON MECH 313BX9001 ON | ON | 1 | 1
313 | 313-BX-9001 | Box Feed Clean Up Screen | Tarea 114 | Weeks | 13 |  | CONMON | LINT - Industrial Technician | 2 | 1 | 13W CONMON MECH 313BX9001 ON | ON | 2 | 1
313 | 313-BX-9001 | Box Feed Clean Up Screen | Tarea 115 | Weeks | 26 |  | MANT | LINT - Industrial Technician | 2 | 1 | 26W MANT MECH 313BX9001 OFF | OFF | 0 | 1 | 26W_Plant_Shutdown
313 | 313-BX-9001 | Box Feed Clean Up Screen | Tarea 116 | Weeks | 26 |  | CONMON | LINT - Industrial Technician | 2 | 0.5 | 26W CONMON MECH 313BX9001 ON | ON | 2 | 1
313 | 313-BX-9001 | Box Feed Clean Up Screen | Tarea 117 | Weeks | 52 |  | CONMON | LINT - Industrial Technician | 2 | 0.5 | 52W CONMON MECH 313BX9001 OFF | OFF | 0 | 1 | 52W_Plant_Shutdown
313 | 313-BX-9001 | Box Feed Clean Up Screen | Tarea 118 | Weeks | 52 |  | MANT | LINT - Industrial Technician | 2 | 1 | 52W MANT MECH 313BX9001 OFF | OFF | 0 | 1 | 52W_Plant_Shutdown
313 | 313-CN-9001 | Crane 01 Overhead SWL-120T | Tarea 119 | Weeks | 4 |  | CONMON | LCMT - Cond Monitor Tech | 2 | 9 | 4W CONMON MECH 313-CN-9001 ON | ON | 1 | 1
313 | 313-CN-9001 | Crane 01 Overhead SWL-120T | Tarea 120 | Weeks | 4 |  | INSPE | LCRP - C&I Technician | 2 | 1 | 4W INSPE INST 313-CN-9001 OFF | OFF | 1 | 1
313 | 313-CN-9001 | Crane 01 Overhead SWL-120T | Tarea 121 | Weeks | 4 |  | INSPE | LELV - Electrician | 2 | 11 | 4W INSPE ELEC 313-CN-9001 OFF | OFF | 1 | 1
313 | 313-CN-9001 | Crane 01 Overhead SWL-120T | Tarea 122 | Weeks | 4 |  | INSPE | LELV - Electrician | 2 | 3.5 | 4W INSPE ELEC 313-CN-9001 ON | ON | 1 | 1
313 | 313-CN-9001 | Crane 01 Overhead SWL-120T | Tarea 123 | Weeks | 4 |  | INSPE | LINT - Industrial Technician | 2 | 18.5 | 4W INSPE MECH 313-CN-9001 OFF | OFF | 1 | 1
313 | 313-CN-9001 | Crane 01 Overhead SWL-120T | Tarea 124 | Weeks | 4 |  | INSPE | LINT - Industrial Technician | 2 | 2 | 4W INSPE MECH 313-CN-9001 ON | ON | 1 | 1
313 | 313-CN-9001 | Crane 01 Overhead SWL-120T | Tarea 125 | Weeks | 4 |  | MANT | LLUB - Lube Technician | 2 | 5.5 | 4W MANT LUBRI 313-CN-9001 OFF | OFF | 1 | 1
313 | 313-CN-9001 | Crane 01 Overhead SWL-120T | Tarea 126 | Weeks | 8 |  | INSPE | LINT - Industrial Technician | 2 | 2 | 8W INSPE MECH 313-CN-9001 ON | ON | 2 | 1
313 | 313-CN-9001 | Crane 01 Overhead SWL-120T | Tarea 127 | Weeks | 13 |  | INSPE | LCRP - C&I Technician | 2 | 1 | 13W INSPE INST 313-CN-9001 ON | ON | 2 | 1
313 | 313-CN-9001 | Crane 01 Overhead SWL-120T | Tarea 128 | Weeks | 13 |  | INSPE | LELV - Electrician | 2 | 6 | 13W INSPE ELEC 313-CN-9001 OFF | OFF | 2 | 1
313 | 313-CN-9001 | Crane 01 Overhead SWL-120T | Tarea 129 | Weeks | 13 |  | INSPE | LINT - Industrial Technician | 2 | 1.5 | 13W INSPE MECH 313-CN-9001 OFF | OFF | 2 | 1
313 | 313-CN-9001 | Crane 01 Overhead SWL-120T | Tarea 130 | Weeks | 13 |  | MANT | LLUB - Lube Technician | 2 | 7 | 13W MANT LUBRI 313-CN-9001 OFF | OFF | 2 | 1
313 | 313-CN-9001 | Crane 01 Overhead SWL-120T | Tarea 131 | Weeks | 26 |  | CONMON | LCMT - Cond Monitor Tech | 2 | 3 | 26W CONMON ELEC 313-CN-9001 ON | ON | 2 | 1
313 | 313-CN-9001 | Crane 01 Overhead SWL-120T | Tarea 132 | Weeks | 26 |  | INSPE | LCRP - C&I Technician | 2 | 5 | 26W INSPE INST 313-CN-9001 OFF | OFF | 2 | 1
313 | 313-CN-9001 | Crane 01 Overhead SWL-120T | Tarea 133 | Weeks | 26 |  | INSPE | LELV - Electrician | 2 | 12.5 | 26W INSPE ELEC 313-CN-9001 OFF | OFF | 2 | 1
313 | 313-CN-9001 | Crane 01 Overhead SWL-120T | Tarea 134 | Weeks | 26 |  | INSPE | LINT - Industrial Technician | 2 | 5 | 26W INSPE MECH 313-CN-9001 ON | ON | 2 | 1
313 | 313-CN-9001 | Crane 01 Overhead SWL-120T | Tarea 135 | Weeks | 26 |  | MANT | LLUB - Lube Technician | 2 | 2 | 26W MANT LUBRI 313-CN-9001 OFF | OFF | 2 | 1
313 | 313-CN-9001 | Crane 01 Overhead SWL-120T | Tarea 136 | Weeks | 52 |  | CONMON | LCMT - Cond Monitor Tech | 2 | 20 | 52W CONMON MECH 313-CN-9001 ON | ON | 2 | 1
313 | 313-CN-9001 | Crane 01 Overhead SWL-120T | Tarea 137 | Weeks | 52 |  | INSPE | LELV - Electrician | 2 | 42.5 | 52W INSPE ELEC 313-CN-9001 OFF | OFF | 2 | 1
313 | 313-CN-9001 | Crane 01 Overhead SWL-120T | Tarea 138 | Weeks | 52 |  | INSPE | LELV - Electrician | 2 | 10 | 52W INSPE ELEC 313-CN-9001 ON | ON | 2 | 1
313 | 313-CN-9001 | Crane 01 Overhead SWL-120T | Tarea 139 | Weeks | 52 |  | INSPE | LINT - Industrial Technician | 2 | 16.5 | 52W INSPE MECH 313-CN-9001 OFF | OFF | 2 | 1
313 | 313-CN-9001 | Crane 01 Overhead SWL-120T | Tarea 140 | Weeks | 52 |  | INSPE | LINT - Industrial Technician | 2 | 4 | 52W INSPE MECH 313-CN-9001 ON | ON | 2 | 1
313 | 313-CN-9002 | Crane 02 Overhead SWL-120T | Tarea 141 | Weeks | 4 |  | CONMON | LCMT - Cond Monitor Tech | 2 | 9 | 4W CONMON MECH 313-CN-9001 ON | ON | 1 | 1
313 | 313-CN-9002 | Crane 02 Overhead SWL-120T | Tarea 142 | Weeks | 4 |  | INSPE | LCRP - C&I Technician | 2 | 1 | 4W INSPE INST 313-CN-9001 OFF | OFF | 1 | 1
313 | 313-CN-9002 | Crane 02 Overhead SWL-120T | Tarea 143 | Weeks | 4 |  | INSPE | LELV - Electrician | 2 | 11 | 4W INSPE ELEC 313-CN-9001 OFF | OFF | 1 | 1
313 | 313-CN-9002 | Crane 02 Overhead SWL-120T | Tarea 144 | Weeks | 4 |  | INSPE | LELV - Electrician | 2 | 3.5 | 4W INSPE ELEC 313-CN-9001 ON | ON | 1 | 1
313 | 313-CN-9002 | Crane 02 Overhead SWL-120T | Tarea 145 | Weeks | 4 |  | INSPE | LINT - Industrial Technician | 2 | 18.5 | 4W INSPE MECH 313-CN-9001 OFF | OFF | 1 | 1
313 | 313-CN-9002 | Crane 02 Overhead SWL-120T | Tarea 146 | Weeks | 4 |  | INSPE | LINT - Industrial Technician | 2 | 2 | 4W INSPE MECH 313-CN-9001 ON | ON | 1 | 1
313 | 313-CN-9002 | Crane 02 Overhead SWL-120T | Tarea 147 | Weeks | 4 |  | MANT | LLUB - Lube Technician | 2 | 5.5 | 4W MANT LUBRI 313-CN-9001 OFF | OFF | 1 | 1
313 | 313-CN-9002 | Crane 02 Overhead SWL-120T | Tarea 148 | Weeks | 8 |  | INSPE | LINT - Industrial Technician | 2 | 2 | 8W INSPE MECH 313-CN-9001 ON | ON | 2 | 1
313 | 313-CN-9002 | Crane 02 Overhead SWL-120T | Tarea 149 | Weeks | 13 |  | INSPE | LCRP - C&I Technician | 2 | 1 | 13W INSPE INST 313-CN-9001 ON | ON | 2 | 1
313 | 313-CN-9002 | Crane 02 Overhead SWL-120T | Tarea 150 | Weeks | 13 |  | INSPE | LELV - Electrician | 2 | 6 | 13W INSPE ELEC 313-CN-9001 OFF | OFF | 2 | 1
313 | 313-CN-9002 | Crane 02 Overhead SWL-120T | Tarea 151 | Weeks | 13 |  | INSPE | LINT - Industrial Technician | 2 | 1.5 | 13W INSPE MECH 313-CN-9001 OFF | OFF | 2 | 1
313 | 313-CN-9002 | Crane 02 Overhead SWL-120T | Tarea 152 | Weeks | 13 |  | MANT | LLUB - Lube Technician | 2 | 7 | 13W MANT LUBRI 313-CN-9001 OFF | OFF | 2 | 1
313 | 313-CN-9002 | Crane 02 Overhead SWL-120T | Tarea 153 | Weeks | 26 |  | CONMON | LCMT - Cond Monitor Tech | 2 | 3 | 26W CONMON ELEC 313-CN-9001 ON | ON | 2 | 1
313 | 313-CN-9002 | Crane 02 Overhead SWL-120T | Tarea 154 | Weeks | 26 |  | INSPE | LCRP - C&I Technician | 2 | 5 | 26W INSPE INST 313-CN-9001 OFF | OFF | 2 | 1
313 | 313-CN-9002 | Crane 02 Overhead SWL-120T | Tarea 155 | Weeks | 26 |  | INSPE | LELV - Electrician | 2 | 12.5 | 26W INSPE ELEC 313-CN-9001 OFF | OFF | 2 | 1
313 | 313-CN-9002 | Crane 02 Overhead SWL-120T | Tarea 156 | Weeks | 26 |  | INSPE | LINT - Industrial Technician | 2 | 5 | 26W INSPE MECH 313-CN-9001 ON | ON | 2 | 1
313 | 313-CN-9002 | Crane 02 Overhead SWL-120T | Tarea 157 | Weeks | 26 |  | MANT | LLUB - Lube Technician | 2 | 2 | 26W MANT LUBRI 313-CN-9001 OFF | OFF | 2 | 1
313 | 313-CN-9002 | Crane 02 Overhead SWL-120T | Tarea 158 | Weeks | 52 |  | CONMON | LCMT - Cond Monitor Tech | 2 | 20 | 52W CONMON MECH 313-CN-9001 ON | ON | 2 | 1
313 | 313-CN-9002 | Crane 02 Overhead SWL-120T | Tarea 159 | Weeks | 52 |  | INSPE | LELV - Electrician | 2 | 42.5 | 52W INSPE ELEC 313-CN-9001 OFF | OFF | 2 | 1
313 | 313-CN-9002 | Crane 02 Overhead SWL-120T | Tarea 160 | Weeks | 52 |  | INSPE | LELV - Electrician | 2 | 10 | 52W INSPE ELEC 313-CN-9001 ON | ON | 2 | 1
313 | 313-CN-9002 | Crane 02 Overhead SWL-120T | Tarea 161 | Weeks | 52 |  | INSPE | LINT - Industrial Technician | 2 | 16.5 | 52W INSPE MECH 313-CN-9001 OFF | OFF | 2 | 1
313 | 313-CN-9002 | Crane 02 Overhead SWL-120T | Tarea 162 | Weeks | 52 |  | INSPE | LINT - Industrial Technician | 2 | 4 | 52W INSPE MECH 313-CN-9001 ON | ON | 2 | 1
313 | 313-CN-9003 | Crane 01 Maintenance SWL-2T | Tarea 163 | Weeks | 4 |  | CONMON | LCMT - Cond Monitor Tech | 2 | 2.5 | 4W CONMON MECH 313-CN-9003 ON | ON | 1 | 1
313 | 313-CN-9003 | Crane 01 Maintenance SWL-2T | Tarea 164 | Weeks | 8 |  | INSPE | LELV - Electrician | 2 | 3.5 | 8W INSPE ELEC 313-CN-9003 ON | ON | 2 | 1
313 | 313-CN-9003 | Crane 01 Maintenance SWL-2T | Tarea 165 | Weeks | 8 |  | INSPE | LINT - Industrial Technician | 2 | 12 | 8W INSPE MECH 313-CN-9003 ON | ON | 2 | 1
313 | 313-CN-9003 | Crane 01 Maintenance SWL-2T | Tarea 166 | Weeks | 13 |  | INSPE | LCRP - C&I Technician | 2 | 2 | 13W INSPE INSTR 313-CN-9003 ON | ON | 2 | 1
313 | 313-CN-9003 | Crane 01 Maintenance SWL-2T | Tarea 167 | Weeks | 13 |  | INSPE | LELV - Electrician | 2 | 6.5 | 13W INSPE ELEC 313-CN-9003 ON | ON | 2 | 1
313 | 313-CN-9003 | Crane 01 Maintenance SWL-2T | Tarea 168 | Weeks | 26 |  | INSPE | LCRP - C&I Technician | 2 | 2.5 | 26W INSPE INSTR 313-CN-9003 ON | ON | 2 | 1
313 | 313-CN-9003 | Crane 01 Maintenance SWL-2T | Tarea 169 | Weeks | 26 |  | INSPE | LELV - Electrician | 2 | 9 | 26W INSPE ELEC 313-CN-9003 OFF | OFF | 2 | 1
313 | 313-CN-9003 | Crane 01 Maintenance SWL-2T | Tarea 170 | Weeks | 26 |  | MANT | LELV - Electrician | 2 | 2 | 26W MANT ELEC 313-CN-9003 OFF | OFF | 2 | 1
313 | 313-CN-9003 | Crane 01 Maintenance SWL-2T | Tarea 171 | Weeks | 26 |  | INSPE | LINT - Industrial Technician | 2 | 4.5 | 26W INSPE MECH 313-CN-9003 OFF | OFF | 2 | 1
313 | 313-CN-9003 | Crane 01 Maintenance SWL-2T | Tarea 172 | Weeks | 26 |  | CONMON | LCMT - Cond Monitor Tech | 2 | 1.5 | 26W CONMON ELEC 313-CN-9003 ON | ON | 2 | 1
313 | 313-CN-9004 | Crane 02 Maintenance SWL-2T | Tarea 173 | Weeks | 4 |  | CONMON | LCMT - Cond Monitor Tech | 2 | 2.5 | 4W CONMON MECH 313-CN-9004 ON | ON | 1 | 1
313 | 313-CN-9004 | Crane 02 Maintenance SWL-2T | Tarea 174 | Weeks | 8 |  | INSPE | LELV - Electrician | 2 | 3.5 | 8W INSPE ELEC 313-CN-9004 ON | ON | 2 | 1
313 | 313-CN-9004 | Crane 02 Maintenance SWL-2T | Tarea 175 | Weeks | 8 |  | INSPE | LINT - Industrial Technician | 2 | 12 | 8W INSPE MECH 313-CN-9004 ON | ON | 2 | 1
313 | 313-CN-9004 | Crane 02 Maintenance SWL-2T | Tarea 176 | Weeks | 13 |  | INSPE | LCRP - C&I Technician | 2 | 2 | 13W INSPE INSTR 313-CN-9004 ON | ON | 2 | 1
313 | 313-CN-9004 | Crane 02 Maintenance SWL-2T | Tarea 177 | Weeks | 13 |  | INSPE | LELV - Electrician | 2 | 6.5 | 13W INSPE ELEC 313-CN-9004 ON | ON | 2 | 1
313 | 313-CN-9004 | Crane 02 Maintenance SWL-2T | Tarea 178 | Weeks | 26 |  | INSPE | LCRP - C&I Technician | 2 | 2.5 | 26W INSPE INSTR 313-CN-9004 ON | ON | 2 | 1
313 | 313-CN-9004 | Crane 02 Maintenance SWL-2T | Tarea 179 | Weeks | 26 |  | INSPE | LELV - Electrician | 2 | 9 | 26W INSPE ELEC 313-CN-9004 OFF | OFF | 2 | 1
313 | 313-CN-9004 | Crane 02 Maintenance SWL-2T | Tarea 180 | Weeks | 26 |  | MANT | LELV - Electrician | 2 | 2 | 26W MANT ELEC 313-CN-9004 OFF | OFF | 2 | 1
313 | 313-CN-9004 | Crane 02 Maintenance SWL-2T | Tarea 181 | Weeks | 26 |  | INSPE | LINT - Industrial Technician | 2 | 4.5 | 26W INSPE MECH 313-CN-9004 OFF | OFF | 2 | 1
313 | 313-CN-9004 | Crane 02 Maintenance SWL-2T | Tarea 182 | Weeks | 26 |  | CONMON | LCMT - Cond Monitor Tech | 2 | 1.5 | 26W CONMON ELEC 313-CN-9004 ON | ON | 2 | 1
313 | 313-CN-9005 | Monorail Trolley 1 | Tarea 183 | Weeks | 8 |  | CONMON | LCMT - Cond Monitor Tech | 2 | 2 | 8W CONMON MECH 313-CN-9005 ON | ON | 2 | 1
313 | 313-CN-9005 | Monorail Trolley 1 | Tarea 184 | Weeks | 8 |  | INSPE | LINT - Industrial Technician | 2 | 8 | 8W INSPE MECH 313-CN-9005 ON | ON | 2 | 1
313 | 313-CN-9006 | Monorail Trolley 2 | Tarea 185 | Weeks | 8 |  | CONMON | LCMT - Cond Monitor Tech | 2 | 2 | 8W CONMON MECH 313-CN-9006 ON | ON | 2 | 1
313 | 313-CN-9006 | Monorail Trolley 2 | Tarea 186 | Weeks | 8 |  | INSPE | LINT - Industrial Technician | 2 | 8 | 8W INSPE MECH 313-CN-9006 ON | ON | 2 | 1
313 | 313-CN-9007 | Hoist Sec & Recrush Feeders | Tarea 187 | Weeks | 8 |  | CONMON | LCMT - Cond Monitor Tech | 2 | 2 | 8W CONMON MECH 313-CN-9007 ON | ON | 2 | 1
313 | 313-CN-9007 | Hoist Sec & Recrush Feeders | Tarea 188 | Weeks | 8 |  | INSPE | LINT - Industrial Technician | 2 | 8 | 8W INSPE MECH 313-CN-9007 ON | ON | 2 | 1
313 | 313-CN-9008 | Hoist Stockpile Bar Tool | Tarea 189 | Weeks | 8 |  | CONMON | LCMT - Cond Monitor Tech | 2 | 2 | 8W CONMON MECH 313-CN-9008 ON | ON | 2 | 1
313 | 313-CN-9008 | Hoist Stockpile Bar Tool | Tarea 190 | Weeks | 8 |  | INSPE | LINT - Industrial Technician | 2 | 8 | 8W INSPE MECH 313-CN-9008 ON | ON | 2 | 1
313 | 313-CR-9001 | Crusher 01 Secondary | Tarea 191 | Weeks | 1 |  | INSPE | LINT - Industrial Technician | 2 | 14.5 | 1W INSPE MECH 313CR9001 ON | ON | 0 | 2
313 | 313-CR-9001 | Crusher 01 Secondary | Tarea 192 | Weeks | 1 |  | INSPE | LLUB - Lube Technician | 2 | 2 | 1W INSPE LUBR 313CR9000 ON | ON | 0 | 2
313 | 313-CR-9001 | Crusher 01 Secondary | Tarea 193 | Weeks | 2 |  | INSPE | LCRP - C&I Technician | 2 | 1.5 | 2W INSPE INST 313CR9000 OFF | OFF | 1 | 2
313 | 313-CR-9001 | Crusher 01 Secondary | Tarea 194 | Weeks | 4 |  | CONMON | LCMT - Cond Monitor Tech | 2 | 10.5 | 4W CONMON ELEC 313-CR-9001 ON | ON | 1 | 2
313 | 313-CR-9001 | Crusher 01 Secondary | Tarea 195 | Weeks | 4 |  | CONMON | LCMT - Cond Monitor Tech | 2 | 3 | 4W CONMON MECH 313-CR-9001 ON | ON | 1 | 2
313 | 313-CR-9001 | Crusher 01 Secondary | Tarea 196 | Weeks | 4 |  | MANT | LCRP - C&I Technician | 2 | 0.5 | 4W MANT INST 313CR9000 OFF | OFF | 1 | 2
313 | 313-CR-9001 | Crusher 01 Secondary | Tarea 197 | Weeks | 4 |  | INSPE | LCRP - C&I Technician | 2 | 0.5 | 4W INSPE INST 313CR9000 ON | ON | 1 | 2
313 | 313-CR-9001 | Crusher 01 Secondary | Tarea 198 | Weeks | 4 |  | INSPE | LELV - Electrician | 2 | 12 | 4W INSPE ELEC 313CR9000 OFF | OFF | 1 | 2
313 | 313-CR-9001 | Crusher 01 Secondary | Tarea 199 | Weeks | 4 |  | MANT | LELV - Electrician | 2 | 2.5 | 4W MANT ELEC 313CR9000 OFF | OFF | 1 | 2
313 | 313-CR-9001 | Crusher 01 Secondary | Tarea 200 | Weeks | 4 |  | INSPE | LELV - Electrician | 2 | 11.5 | 4W INSPE ELEC 313CR9000 ON | ON | 1 | 2
313 | 313-CR-9001 | Crusher 01 Secondary | Tarea 201 | Weeks | 4 |  | INSPE | LINT - Industrial Technician | 2 | 2 | 4W INSPE MECH 313CR9001 OFF | OFF | 1 | 2
313 | 313-CR-9001 | Crusher 01 Secondary | Tarea 202 | Weeks | 4 |  | MANT | LINT - Industrial Technician | 10 | 41 | 4W MANT MECH 313CR9000 OFF | OFF | 1 | 2
313 | 313-CR-9001 | Crusher 01 Secondary | Tarea 203 | Weeks | 4 |  | INSPE | LINT - Industrial Technician | 2 | 15.5 | 4W INSPE MECH 313CR9001 ON | ON | 1 | 2
313 | 313-CR-9001 | Crusher 01 Secondary | Tarea 204 | Weeks | 4 |  | MANT | LLUB - Lube Technician | 2 | 1 | 4W MANT LUBR 313CR9000 OFF | OFF | 1 | 2
313 | 313-CR-9001 | Crusher 01 Secondary | Tarea 205 | Weeks | 4 |  | INSPE | LLUB - Lube Technician | 2 | 1 | 4W INSPE LUBR 313CR9000 ON | ON | 1 | 2
313 | 313-CR-9001 | Crusher 01 Secondary | Tarea 206 | Weeks | 4 |  | MANT | LLUB - Lube Technician | 2 | 1.5 | 4W MANT LUBR 313CR9000 ON | ON | 1 | 2
313 | 313-CR-9001 | Crusher 01 Secondary | Tarea 207 | Weeks | 8 |  | CONMON | LCMT - Cond Monitor Tech | 2 | 2.5 | 8W CONMON ELE 313-CR-9001 ON | ON | 2 | 2
313 | 313-CR-9001 | Crusher 01 Secondary | Tarea 208 | Weeks | 8 |  | INSPE | LCRP - C&I Technician | 2 | 15 | 8W INSPE INST 313CR9000 OFF | OFF | 2 | 2
313 | 313-CR-9001 | Crusher 01 Secondary | Tarea 209 | Weeks | 8 |  | MANT | LCRP - C&I Technician | 2 | 3.5 | 8W MANT INST 313CR9000 OFF | OFF | 2 | 2
313 | 313-CR-9001 | Crusher 01 Secondary | Tarea 210 | Weeks | 8 |  | INSPE | LCRP - C&I Technician | 2 | 3 | 8W INSPE INST 313CR9000 ON | ON | 2 | 2
313 | 313-CR-9001 | Crusher 01 Secondary | Tarea 211 | Weeks | 8 |  | INSPE | LELV - Electrician | 2 | 5 | 8W INSPE ELEC 313CR9000 OFF | OFF | 2 | 2
313 | 313-CR-9001 | Crusher 01 Secondary | Tarea 212 | Weeks | 8 |  | MANT | LELV - Electrician | 2 | 2 | 8W MANT ELEC 313CR9000 OFF | OFF | 2 | 2
313 | 313-CR-9001 | Crusher 01 Secondary | Tarea 213 | Weeks | 8 |  | INSPE | LELV - Electrician | 2 | 2 | 8W INSPE ELEC 313CR9000 ON | ON | 2 | 2
313 | 313-CR-9001 | Crusher 01 Secondary | Tarea 214 | Weeks | 8 |  | INSPE | LINT - Industrial Technician | 2 | 6.5 | 8W INSPE MECH 313CR9001 OFF | OFF | 2 | 2
313 | 313-CR-9001 | Crusher 01 Secondary | Tarea 215 | Weeks | 8 |  | MANT | LINT - Industrial Technician | 4 | 6 | 8W MANT MECH 313CR9001 OFF | OFF | 2 | 2
313 | 313-CR-9001 | Crusher 01 Secondary | Tarea 216 | Weeks | 8 |  | INSPE | LINT - Industrial Technician | 2 | 1 | 8W INSPE MECH 313CR9000 ON | ON | 2 | 2
313 | 313-CR-9001 | Crusher 01 Secondary | Tarea 217 | Weeks | 8 |  | INSPE | LELV - Electrician | 2 | 2 | 8W INSPE ELEC 313CR9000 OFF | OFF | 2 | 2
313 | 313-CR-9001 | Crusher 01 Secondary | Tarea 218 | Weeks | 13 |  | INSPE | LELV - Electrician | 2 | 1 | 13W INSPE ELEC 313CR9000 OFF | OFF | 0 | 2 | 13W_Plant_Shutdown
313 | 313-CR-9001 | Crusher 01 Secondary | Tarea 219 | Weeks | 13 |  | INSPE | LELV - Electrician | 2 | 1 | 13W INSPE ELEC 313CR9000 ON | ON | 2 | 2
313 | 313-CR-9001 | Crusher 01 Secondary | Tarea 220 | Weeks | 13 |  | MANT | LLUB - Lube Technician | 2 | 8 | 13W MANT LUBR 313CR9000 ON | ON | 2 | 2
313 | 313-CR-9001 | Crusher 01 Secondary | Tarea 221 | Weeks | 13 |  | MANT | LELV - Electrician | 2 | 8.5 | 13W MANT ELEC 313CR9000 OFF | OFF | 0 | 2 | 13W_Plant_Shutdown
313 | 313-CR-9001 | Crusher 01 Secondary | Tarea 222 | Weeks | 13 |  | INSPE | LINT - Industrial Technician | 2 | 5 | 13W INSPE MECH 313CR9001 OFF | OFF | 0 | 2 | 13W_Plant_Shutdown
313 | 313-CR-9001 | Crusher 01 Secondary | Tarea 223 | Weeks | 13 |  | MANT | LINT - Industrial Technician | 2 | 1 | 13W MANT MECH 313CR9001 OFF | OFF | 0 | 2 | 13W_Plant_Shutdown
313 | 313-CR-9001 | Crusher 01 Secondary | Tarea 224 | Weeks | 13 |  | INSPE | LINT - Industrial Technician | 2 | 3.5 | 13W INSPE MECH 313CR9001 ON | ON | 2 | 2
313 | 313-CR-9001 | Crusher 01 Secondary | Tarea 225 | Weeks | 13 |  | CONMON | LCMT - Cond Monitor Tech | 2 | 4 | 13W CONMON MECH 313CR9001 OFF | OFF | 0 | 2 | 13W_Plant_Shutdown
313 | 313-CR-9001 | Crusher 01 Secondary | Tarea 226 | Weeks | 13 |  | INSPE | LELV - Electrician | 2 | 1.5 | 13W INSPE ELEC 313CR9000 OFF | OFF | 0 | 2 | 13W_Plant_Shutdown
313 | 313-CR-9001 | Crusher 01 Secondary | Tarea 227 | Weeks | 26 |  | CONMON | LCMT - Cond Monitor Tech | 2 | 3 | 26W CONMON ELEC 313-CR-9001 ON | ON | 2 | 2
313 | 313-CR-9001 | Crusher 01 Secondary | Tarea 228 | Weeks | 26 |  | INSPE | LELV - Electrician | 2 | 4.5 | 26W INSPE ELEC 313CR9000 OFF | OFF | 0 | 2 | 26W_Plant_Shutdown
313 | 313-CR-9001 | Crusher 01 Secondary | Tarea 229 | Weeks | 26 |  | INSPE | LELV - Electrician | 2 | 1 | 26W INSPE ELEC 313CR9000 ON | ON | 2 | 2
313 | 313-CR-9001 | Crusher 01 Secondary | Tarea 230 | Weeks | 26 |  | INSPE | LCRP - C&I Technician | 2 | 5 | 26W INSPE INST 313CR9000 OFF | OFF | 0 | 2 | 26W_Plant_Shutdown
313 | 313-CR-9001 | Crusher 01 Secondary | Tarea 231 | Weeks | 26 |  | MANT | LCRP - C&I Technician | 2 | 1.5 | 26W MANT INST 313CR9000 OFF | OFF | 0 | 2 | 26W_Plant_Shutdown
313 | 313-CR-9001 | Crusher 01 Secondary | Tarea 232 | Weeks | 26 |  | INSPE | LELV - Electrician | 2 | 20 | 26W INSPE ELEC 313CR9000 OFF | OFF | 0 | 2 | 26W_Plant_Shutdown
313 | 313-CR-9001 | Crusher 01 Secondary | Tarea 233 | Weeks | 26 |  | MANT | LELV - Electrician | 2 | 14.5 | 26W MANT ELEC 313CR9000 OFF | OFF | 0 | 2 | 26W_Plant_Shutdown
313 | 313-CR-9001 | Crusher 01 Secondary | Tarea 234 | Weeks | 26 |  | INSPE | LELV - Electrician | 2 | 17.5 | 26W INSPE ELEC 313CR9000 ON | ON | 2 | 2
313 | 313-CR-9001 | Crusher 01 Secondary | Tarea 235 | Weeks | 26 |  | MANT | LINT - Industrial Technician | 2 | 1 | 26W MANT MECH 313CR9001 OFF | OFF | 0 | 2 | 26W_Plant_Shutdown
313 | 313-CR-9001 | Crusher 01 Secondary | Tarea 236 | Weeks | 26 |  | INSPE | LINT - Industrial Technician | 2 | 3.5 | 26W INSPE MECH 313CR9001 ON | ON | 2 | 2
313 | 313-CR-9001 | Crusher 01 Secondary | Tarea 237 | Weeks | 52 |  | INSPE | LELV - Electrician | 2 | 8.5 | 52W INSPE ELEC 313CR9000 OFF | OFF | 0 | 2 | 52W_Plant_Shutdown
313 | 313-CR-9001 | Crusher 01 Secondary | Tarea 238 | Weeks | 52 |  | INSPE | LELV - Electrician | 2 | 3 | 52W INSPE ELEC 313CR9000 ON | ON | 2 | 2
313 | 313-CR-9001 | Crusher 01 Secondary | Tarea 239 | Weeks | 52 |  | INSPE | LINT - Industrial Technician | 2 | 6 | 52W INSPE MECH 313CR9001 OFF | OFF | 0 | 2 | 52W_Plant_Shutdown
313 | 313-CR-9001 | Crusher 01 Secondary | Tarea 240 | Weeks | 52 |  | MANT | LINT - Industrial Technician | 2 | 10 | 52W MANT MECH 313CR9001 OFF | OFF | 0 | 2 | 52W_Plant_Shutdown
313 | 313-CR-9001 | Crusher 01 Secondary | Tarea 241 | Weeks | 52 |  | INSPE | LINT - Industrial Technician | 2 | 5 | 52W INSPE MECH 313CR9001 ON | ON | 2 | 2
313 | 313-CR-9001 | Crusher 01 Secondary | Tarea 242 | Weeks | 104 |  | MANT | LINT - Industrial Technician | 2 | 7 | 104W MANT MECH 313CR9001 OFF | OFF | 0 | 2 | 104W_Plant_Shutdown
313 | 313-CR-9002 | Crusher 02 Secondary | Tarea 243 | Weeks | 1 |  | INSPE | LINT - Industrial Technician | 2 | 14.5 | 1W INSPE MECH 313CR9001 ON | ON | 0 | 2
313 | 313-CR-9002 | Crusher 02 Secondary | Tarea 244 | Weeks | 1 |  | INSPE | LLUB - Lube Technician | 2 | 2 | 1W INSPE LUBR 313CR9000 ON | ON | 0 | 2
313 | 313-CR-9002 | Crusher 02 Secondary | Tarea 245 | Weeks | 2 |  | INSPE | LCRP - C&I Technician | 2 | 1.5 | 2W INSPE INST 313CR9000 OFF | OFF | 1 | 2
313 | 313-CR-9002 | Crusher 02 Secondary | Tarea 246 | Weeks | 4 |  | CONMON | LCMT - Cond Monitor Tech | 2 | 10.5 | 4W CONMON ELEC 313-CR-9001 ON | ON | 1 | 2
313 | 313-CR-9002 | Crusher 02 Secondary | Tarea 247 | Weeks | 4 |  | CONMON | LCMT - Cond Monitor Tech | 2 | 3 | 4W CONMON MECH 313-CR-9001 ON | ON | 1 | 2
313 | 313-CR-9002 | Crusher 02 Secondary | Tarea 248 | Weeks | 4 |  | MANT | LCRP - C&I Technician | 2 | 0.5 | 4W MANT INST 313CR9000 OFF | OFF | 1 | 2
313 | 313-CR-9002 | Crusher 02 Secondary | Tarea 249 | Weeks | 4 |  | INSPE | LCRP - C&I Technician | 2 | 0.5 | 4W INSPE INST 313CR9000 ON | ON | 1 | 2
313 | 313-CR-9002 | Crusher 02 Secondary | Tarea 250 | Weeks | 4 |  | INSPE | LELV - Electrician | 2 | 12 | 4W INSPE ELEC 313CR9000 OFF | OFF | 1 | 2
313 | 313-CR-9002 | Crusher 02 Secondary | Tarea 251 | Weeks | 4 |  | MANT | LELV - Electrician | 2 | 2.5 | 4W MANT ELEC 313CR9000 OFF | OFF | 1 | 2
313 | 313-CR-9002 | Crusher 02 Secondary | Tarea 252 | Weeks | 4 |  | INSPE | LELV - Electrician | 2 | 11.5 | 4W INSPE ELEC 313CR9000 ON | ON | 1 | 2
313 | 313-CR-9002 | Crusher 02 Secondary | Tarea 253 | Weeks | 4 |  | INSPE | LINT - Industrial Technician | 2 | 2 | 4W INSPE MECH 313CR9001 OFF | OFF | 1 | 2
313 | 313-CR-9002 | Crusher 02 Secondary | Tarea 254 | Weeks | 4 |  | MANT | LINT - Industrial Technician | 10 | 41 | 4W MANT MECH 313CR9000 OFF | OFF | 1 | 2
313 | 313-CR-9002 | Crusher 02 Secondary | Tarea 255 | Weeks | 4 |  | INSPE | LINT - Industrial Technician | 2 | 15.5 | 4W INSPE MECH 313CR9001 ON | ON | 1 | 2
313 | 313-CR-9002 | Crusher 02 Secondary | Tarea 256 | Weeks | 4 |  | MANT | LLUB - Lube Technician | 2 | 1 | 4W MANT LUBR 313CR9000 OFF | OFF | 1 | 2
313 | 313-CR-9002 | Crusher 02 Secondary | Tarea 257 | Weeks | 4 |  | INSPE | LLUB - Lube Technician | 2 | 1 | 4W INSPE LUBR 313CR9000 ON | ON | 1 | 2
313 | 313-CR-9002 | Crusher 02 Secondary | Tarea 258 | Weeks | 4 |  | MANT | LLUB - Lube Technician | 2 | 1.5 | 4W MANT LUBR 313CR9000 ON | ON | 1 | 2
313 | 313-CR-9002 | Crusher 02 Secondary | Tarea 259 | Weeks | 8 |  | CONMON | LCMT - Cond Monitor Tech | 2 | 2.5 | 8W CONMON ELE 313-CR-9001 ON | ON | 2 | 2
313 | 313-CR-9002 | Crusher 02 Secondary | Tarea 260 | Weeks | 8 |  | INSPE | LCRP - C&I Technician | 2 | 15 | 8W INSPE INST 313CR9000 OFF | OFF | 2 | 2
313 | 313-CR-9002 | Crusher 02 Secondary | Tarea 261 | Weeks | 8 |  | MANT | LCRP - C&I Technician | 2 | 3.5 | 8W MANT INST 313CR9000 OFF | OFF | 2 | 2
313 | 313-CR-9002 | Crusher 02 Secondary | Tarea 262 | Weeks | 8 |  | INSPE | LCRP - C&I Technician | 2 | 3 | 8W INSPE INST 313CR9000 ON | ON | 2 | 2
313 | 313-CR-9002 | Crusher 02 Secondary | Tarea 263 | Weeks | 8 |  | INSPE | LELV - Electrician | 2 | 5 | 8W INSPE ELEC 313CR9000 OFF | OFF | 2 | 2
313 | 313-CR-9002 | Crusher 02 Secondary | Tarea 264 | Weeks | 8 |  | MANT | LELV - Electrician | 2 | 2 | 8W MANT ELEC 313CR9000 OFF | OFF | 2 | 2
313 | 313-CR-9002 | Crusher 02 Secondary | Tarea 265 | Weeks | 8 |  | INSPE | LELV - Electrician | 2 | 2 | 8W INSPE ELEC 313CR9000 ON | ON | 2 | 2
313 | 313-CR-9002 | Crusher 02 Secondary | Tarea 266 | Weeks | 8 |  | INSPE | LINT - Industrial Technician | 2 | 6.5 | 8W INSPE MECH 313CR9001 OFF | OFF | 2 | 2
313 | 313-CR-9002 | Crusher 02 Secondary | Tarea 267 | Weeks | 8 |  | MANT | LINT - Industrial Technician | 4 | 6 | 8W MANT MECH 313CR9001 OFF | OFF | 2 | 2
313 | 313-CR-9002 | Crusher 02 Secondary | Tarea 268 | Weeks | 8 |  | INSPE | LINT - Industrial Technician | 2 | 1 | 8W INSPE MECH 313CR9000 ON | ON | 2 | 2
313 | 313-CR-9002 | Crusher 02 Secondary | Tarea 269 | Weeks | 8 |  | INSPE | LELV - Electrician | 2 | 2 | 8W INSPE ELEC 313CR9000 OFF | OFF | 2 | 2
313 | 313-CR-9002 | Crusher 02 Secondary | Tarea 270 | Weeks | 13 |  | INSPE | LELV - Electrician | 2 | 1 | 13W INSPE ELEC 313CR9000 OFF | OFF | 0 | 2 | 13W_Plant_Shutdown
313 | 313-CR-9002 | Crusher 02 Secondary | Tarea 271 | Weeks | 13 |  | INSPE | LELV - Electrician | 2 | 1 | 13W INSPE ELEC 313CR9000 ON | ON | 2 | 2
313 | 313-CR-9002 | Crusher 02 Secondary | Tarea 272 | Weeks | 13 |  | MANT | LLUB - Lube Technician | 2 | 8 | 13W MANT LUBR 313CR9000 ON | ON | 2 | 2
313 | 313-CR-9002 | Crusher 02 Secondary | Tarea 273 | Weeks | 13 |  | MANT | LELV - Electrician | 2 | 8.5 | 13W MANT ELEC 313CR9000 OFF | OFF | 0 | 2 | 13W_Plant_Shutdown
313 | 313-CR-9002 | Crusher 02 Secondary | Tarea 274 | Weeks | 13 |  | INSPE | LINT - Industrial Technician | 2 | 5 | 13W INSPE MECH 313CR9001 OFF | OFF | 0 | 2 | 13W_Plant_Shutdown
313 | 313-CR-9002 | Crusher 02 Secondary | Tarea 275 | Weeks | 13 |  | MANT | LINT - Industrial Technician | 2 | 1 | 13W MANT MECH 313CR9001 OFF | OFF | 0 | 2 | 13W_Plant_Shutdown
313 | 313-CR-9002 | Crusher 02 Secondary | Tarea 276 | Weeks | 13 |  | INSPE | LINT - Industrial Technician | 2 | 3.5 | 13W INSPE MECH 313CR9001 ON | ON | 2 | 2
313 | 313-CR-9002 | Crusher 02 Secondary | Tarea 277 | Weeks | 13 |  | CONMON | LCMT - Cond Monitor Tech | 2 | 4 | 13W CONMON MECH 313CR9001 OFF | OFF | 0 | 2 | 13W_Plant_Shutdown
313 | 313-CR-9002 | Crusher 02 Secondary | Tarea 278 | Weeks | 13 |  | INSPE | LELV - Electrician | 2 | 1.5 | 13W INSPE ELEC 313CR9000 OFF | OFF | 0 | 2 | 13W_Plant_Shutdown
313 | 313-CR-9002 | Crusher 02 Secondary | Tarea 279 | Weeks | 26 |  | CONMON | LCMT - Cond Monitor Tech | 2 | 3 | 26W CONMON ELEC 313-CR-9001 ON | ON | 2 | 2
313 | 313-CR-9002 | Crusher 02 Secondary | Tarea 280 | Weeks | 26 |  | INSPE | LELV - Electrician | 2 | 4.5 | 26W INSPE ELEC 313CR9000 OFF | OFF | 0 | 2 | 26W_Plant_Shutdown
313 | 313-CR-9002 | Crusher 02 Secondary | Tarea 281 | Weeks | 26 |  | INSPE | LELV - Electrician | 2 | 1 | 26W INSPE ELEC 313CR9000 ON | ON | 2 | 2
313 | 313-CR-9002 | Crusher 02 Secondary | Tarea 282 | Weeks | 26 |  | INSPE | LCRP - C&I Technician | 2 | 5 | 26W INSPE INST 313CR9000 OFF | OFF | 0 | 2 | 26W_Plant_Shutdown
313 | 313-CR-9002 | Crusher 02 Secondary | Tarea 283 | Weeks | 26 |  | MANT | LCRP - C&I Technician | 2 | 1.5 | 26W MANT INST 313CR9000 OFF | OFF | 0 | 2 | 26W_Plant_Shutdown
313 | 313-CR-9002 | Crusher 02 Secondary | Tarea 284 | Weeks | 26 |  | INSPE | LELV - Electrician | 2 | 20 | 26W INSPE ELEC 313CR9000 OFF | OFF | 0 | 2 | 26W_Plant_Shutdown
313 | 313-CR-9002 | Crusher 02 Secondary | Tarea 285 | Weeks | 26 |  | MANT | LELV - Electrician | 2 | 14.5 | 26W MANT ELEC 313CR9000 OFF | OFF | 0 | 2 | 26W_Plant_Shutdown
313 | 313-CR-9002 | Crusher 02 Secondary | Tarea 286 | Weeks | 26 |  | INSPE | LELV - Electrician | 2 | 17.5 | 26W INSPE ELEC 313CR9000 ON | ON | 2 | 2
313 | 313-CR-9002 | Crusher 02 Secondary | Tarea 287 | Weeks | 26 |  | MANT | LINT - Industrial Technician | 2 | 1 | 26W MANT MECH 313CR9001 OFF | OFF | 0 | 2 | 26W_Plant_Shutdown
313 | 313-CR-9002 | Crusher 02 Secondary | Tarea 288 | Weeks | 26 |  | INSPE | LINT - Industrial Technician | 2 | 3.5 | 26W INSPE MECH 313CR9001 ON | ON | 2 | 2
313 | 313-CR-9002 | Crusher 02 Secondary | Tarea 289 | Weeks | 52 |  | INSPE | LELV - Electrician | 2 | 8.5 | 52W INSPE ELEC 313CR9000 OFF | OFF | 0 | 2 | 52W_Plant_Shutdown
313 | 313-CR-9002 | Crusher 02 Secondary | Tarea 290 | Weeks | 52 |  | INSPE | LELV - Electrician | 2 | 3 | 52W INSPE ELEC 313CR9000 ON | ON | 2 | 2
313 | 313-CR-9002 | Crusher 02 Secondary | Tarea 291 | Weeks | 52 |  | INSPE | LINT - Industrial Technician | 2 | 6 | 52W INSPE MECH 313CR9001 OFF | OFF | 0 | 2 | 52W_Plant_Shutdown
313 | 313-CR-9002 | Crusher 02 Secondary | Tarea 292 | Weeks | 52 |  | MANT | LINT - Industrial Technician | 2 | 10 | 52W MANT MECH 313CR9001 OFF | OFF | 0 | 2 | 52W_Plant_Shutdown
313 | 313-CR-9002 | Crusher 02 Secondary | Tarea 293 | Weeks | 52 |  | INSPE | LINT - Industrial Technician | 2 | 5 | 52W INSPE MECH 313CR9001 ON | ON | 2 | 2
313 | 313-CR-9002 | Crusher 02 Secondary | Tarea 294 | Weeks | 104 |  | MANT | LINT - Industrial Technician | 2 | 7 | 104W MANT MECH 313CR9001 OFF | OFF | 0 | 2 | 104W_Plant_Shutdown
313 | 313-CR-9003 | Crusher 03 Secondary | Tarea 295 | Weeks | 1 |  | INSPE | LINT - Industrial Technician | 2 | 14.5 | 1W INSPE MECH 313CR9001 ON | ON | 0 | 2
313 | 313-CR-9003 | Crusher 03 Secondary | Tarea 296 | Weeks | 1 |  | INSPE | LLUB - Lube Technician | 2 | 2 | 1W INSPE LUBR 313CR9000 ON | ON | 0 | 2
313 | 313-CR-9003 | Crusher 03 Secondary | Tarea 297 | Weeks | 2 |  | INSPE | LCRP - C&I Technician | 2 | 1.5 | 2W INSPE INST 313CR9000 OFF | OFF | 1 | 2
313 | 313-CR-9003 | Crusher 03 Secondary | Tarea 298 | Weeks | 4 |  | CONMON | LCMT - Cond Monitor Tech | 2 | 10.5 | 4W CONMON ELEC 313-CR-9001 ON | ON | 1 | 2
313 | 313-CR-9003 | Crusher 03 Secondary | Tarea 299 | Weeks | 4 |  | CONMON | LCMT - Cond Monitor Tech | 2 | 3 | 4W CONMON MECH 313-CR-9001 ON | ON | 1 | 2
313 | 313-CR-9003 | Crusher 03 Secondary | Tarea 300 | Weeks | 4 |  | MANT | LCRP - C&I Technician | 2 | 0.5 | 4W MANT INST 313CR9000 OFF | OFF | 1 | 2
313 | 313-CR-9003 | Crusher 03 Secondary | Tarea 301 | Weeks | 4 |  | INSPE | LCRP - C&I Technician | 2 | 0.5 | 4W INSPE INST 313CR9000 ON | ON | 1 | 2
313 | 313-CR-9003 | Crusher 03 Secondary | Tarea 302 | Weeks | 4 |  | INSPE | LELV - Electrician | 2 | 12 | 4W INSPE ELEC 313CR9000 OFF | OFF | 1 | 2
313 | 313-CR-9003 | Crusher 03 Secondary | Tarea 303 | Weeks | 4 |  | MANT | LELV - Electrician | 2 | 2.5 | 4W MANT ELEC 313CR9000 OFF | OFF | 1 | 2
313 | 313-CR-9003 | Crusher 03 Secondary | Tarea 304 | Weeks | 4 |  | INSPE | LELV - Electrician | 2 | 11.5 | 4W INSPE ELEC 313CR9000 ON | ON | 1 | 2
313 | 313-CR-9003 | Crusher 03 Secondary | Tarea 305 | Weeks | 4 |  | INSPE | LINT - Industrial Technician | 2 | 2 | 4W INSPE MECH 313CR9001 OFF | OFF | 1 | 2
313 | 313-CR-9003 | Crusher 03 Secondary | Tarea 306 | Weeks | 4 |  | MANT | LINT - Industrial Technician | 10 | 41 | 4W MANT MECH 313CR9000 OFF | OFF | 1 | 2
313 | 313-CR-9003 | Crusher 03 Secondary | Tarea 307 | Weeks | 4 |  | INSPE | LINT - Industrial Technician | 2 | 15.5 | 4W INSPE MECH 313CR9001 ON | ON | 1 | 2
313 | 313-CR-9003 | Crusher 03 Secondary | Tarea 308 | Weeks | 4 |  | MANT | LLUB - Lube Technician | 2 | 1 | 4W MANT LUBR 313CR9000 OFF | OFF | 1 | 2
313 | 313-CR-9003 | Crusher 03 Secondary | Tarea 309 | Weeks | 4 |  | INSPE | LLUB - Lube Technician | 2 | 1 | 4W INSPE LUBR 313CR9000 ON | ON | 1 | 2
313 | 313-CR-9003 | Crusher 03 Secondary | Tarea 310 | Weeks | 4 |  | MANT | LLUB - Lube Technician | 2 | 1.5 | 4W MANT LUBR 313CR9000 ON | ON | 1 | 2
313 | 313-CR-9003 | Crusher 03 Secondary | Tarea 311 | Weeks | 8 |  | CONMON | LCMT - Cond Monitor Tech | 2 | 2.5 | 8W CONMON ELE 313-CR-9001 ON | ON | 2 | 2
313 | 313-CR-9003 | Crusher 03 Secondary | Tarea 312 | Weeks | 8 |  | INSPE | LCRP - C&I Technician | 2 | 15 | 8W INSPE INST 313CR9000 OFF | OFF | 2 | 2
313 | 313-CR-9003 | Crusher 03 Secondary | Tarea 313 | Weeks | 8 |  | MANT | LCRP - C&I Technician | 2 | 3.5 | 8W MANT INST 313CR9000 OFF | OFF | 2 | 2
313 | 313-CR-9003 | Crusher 03 Secondary | Tarea 314 | Weeks | 8 |  | INSPE | LCRP - C&I Technician | 2 | 3 | 8W INSPE INST 313CR9000 ON | ON | 2 | 2
313 | 313-CR-9003 | Crusher 03 Secondary | Tarea 315 | Weeks | 8 |  | INSPE | LELV - Electrician | 2 | 5 | 8W INSPE ELEC 313CR9000 OFF | OFF | 2 | 2
313 | 313-CR-9003 | Crusher 03 Secondary | Tarea 316 | Weeks | 8 |  | MANT | LELV - Electrician | 2 | 2 | 8W MANT ELEC 313CR9000 OFF | OFF | 2 | 2
313 | 313-CR-9003 | Crusher 03 Secondary | Tarea 317 | Weeks | 8 |  | INSPE | LELV - Electrician | 2 | 2 | 8W INSPE ELEC 313CR9000 ON | ON | 2 | 2
313 | 313-CR-9003 | Crusher 03 Secondary | Tarea 318 | Weeks | 8 |  | INSPE | LINT - Industrial Technician | 2 | 6.5 | 8W INSPE MECH 313CR9001 OFF | OFF | 2 | 2
313 | 313-CR-9003 | Crusher 03 Secondary | Tarea 319 | Weeks | 8 |  | MANT | LINT - Industrial Technician | 4 | 6 | 8W MANT MECH 313CR9001 OFF | OFF | 2 | 2
313 | 313-CR-9003 | Crusher 03 Secondary | Tarea 320 | Weeks | 8 |  | INSPE | LINT - Industrial Technician | 2 | 1 | 8W INSPE MECH 313CR9000 ON | ON | 2 | 2
313 | 313-CR-9003 | Crusher 03 Secondary | Tarea 321 | Weeks | 8 |  | INSPE | LELV - Electrician | 2 | 2 | 8W INSPE ELEC 313CR9000 OFF | OFF | 2 | 2
313 | 313-CR-9003 | Crusher 03 Secondary | Tarea 322 | Weeks | 13 |  | INSPE | LELV - Electrician | 2 | 1 | 13W INSPE ELEC 313CR9000 OFF | OFF | 0 | 2 | 13W_Plant_Shutdown
313 | 313-CR-9003 | Crusher 03 Secondary | Tarea 323 | Weeks | 13 |  | INSPE | LELV - Electrician | 2 | 1 | 13W INSPE ELEC 313CR9000 ON | ON | 2 | 2
313 | 313-CR-9003 | Crusher 03 Secondary | Tarea 324 | Weeks | 13 |  | MANT | LLUB - Lube Technician | 2 | 8 | 13W MANT LUBR 313CR9000 ON | ON | 2 | 2
313 | 313-CR-9003 | Crusher 03 Secondary | Tarea 325 | Weeks | 13 |  | MANT | LELV - Electrician | 2 | 8.5 | 13W MANT ELEC 313CR9000 OFF | OFF | 0 | 2 | 13W_Plant_Shutdown
313 | 313-CR-9003 | Crusher 03 Secondary | Tarea 326 | Weeks | 13 |  | INSPE | LINT - Industrial Technician | 2 | 5 | 13W INSPE MECH 313CR9001 OFF | OFF | 0 | 2 | 13W_Plant_Shutdown
313 | 313-CR-9003 | Crusher 03 Secondary | Tarea 327 | Weeks | 13 |  | MANT | LINT - Industrial Technician | 2 | 1 | 13W MANT MECH 313CR9001 OFF | OFF | 0 | 2 | 13W_Plant_Shutdown
313 | 313-CR-9003 | Crusher 03 Secondary | Tarea 328 | Weeks | 13 |  | INSPE | LINT - Industrial Technician | 2 | 3.5 | 13W INSPE MECH 313CR9001 ON | ON | 2 | 2
313 | 313-CR-9003 | Crusher 03 Secondary | Tarea 329 | Weeks | 13 |  | CONMON | LCMT - Cond Monitor Tech | 2 | 4 | 13W CONMON MECH 313CR9001 OFF | OFF | 0 | 2 | 13W_Plant_Shutdown
313 | 313-CR-9003 | Crusher 03 Secondary | Tarea 330 | Weeks | 13 |  | INSPE | LELV - Electrician | 2 | 1.5 | 13W INSPE ELEC 313CR9000 OFF | OFF | 0 | 2 | 13W_Plant_Shutdown
313 | 313-CR-9003 | Crusher 03 Secondary | Tarea 331 | Weeks | 26 |  | CONMON | LCMT - Cond Monitor Tech | 2 | 3 | 26W CONMON ELEC 313-CR-9001 ON | ON | 2 | 2
313 | 313-CR-9003 | Crusher 03 Secondary | Tarea 332 | Weeks | 26 |  | INSPE | LELV - Electrician | 2 | 4.5 | 26W INSPE ELEC 313CR9000 OFF | OFF | 0 | 2 | 26W_Plant_Shutdown
313 | 313-CR-9003 | Crusher 03 Secondary | Tarea 333 | Weeks | 26 |  | INSPE | LELV - Electrician | 2 | 1 | 26W INSPE ELEC 313CR9000 ON | ON | 2 | 2
313 | 313-CR-9003 | Crusher 03 Secondary | Tarea 334 | Weeks | 26 |  | INSPE | LCRP - C&I Technician | 2 | 5 | 26W INSPE INST 313CR9000 OFF | OFF | 0 | 2 | 26W_Plant_Shutdown
313 | 313-CR-9003 | Crusher 03 Secondary | Tarea 335 | Weeks | 26 |  | MANT | LCRP - C&I Technician | 2 | 1.5 | 26W MANT INST 313CR9000 OFF | OFF | 0 | 2 | 26W_Plant_Shutdown
313 | 313-CR-9003 | Crusher 03 Secondary | Tarea 336 | Weeks | 26 |  | INSPE | LELV - Electrician | 2 | 20 | 26W INSPE ELEC 313CR9000 OFF | OFF | 0 | 2 | 26W_Plant_Shutdown
313 | 313-CR-9003 | Crusher 03 Secondary | Tarea 337 | Weeks | 26 |  | MANT | LELV - Electrician | 2 | 14.5 | 26W MANT ELEC 313CR9000 OFF | OFF | 0 | 2 | 26W_Plant_Shutdown
313 | 313-CR-9003 | Crusher 03 Secondary | Tarea 338 | Weeks | 26 |  | INSPE | LELV - Electrician | 2 | 17.5 | 26W INSPE ELEC 313CR9000 ON | ON | 2 | 2
313 | 313-CR-9003 | Crusher 03 Secondary | Tarea 339 | Weeks | 26 |  | MANT | LINT - Industrial Technician | 2 | 1 | 26W MANT MECH 313CR9001 OFF | OFF | 0 | 2 | 26W_Plant_Shutdown
313 | 313-CR-9003 | Crusher 03 Secondary | Tarea 340 | Weeks | 26 |  | INSPE | LINT - Industrial Technician | 2 | 3.5 | 26W INSPE MECH 313CR9001 ON | ON | 2 | 2
313 | 313-CR-9003 | Crusher 03 Secondary | Tarea 341 | Weeks | 52 |  | INSPE | LELV - Electrician | 2 | 8.5 | 52W INSPE ELEC 313CR9000 OFF | OFF | 0 | 2 | 52W_Plant_Shutdown
313 | 313-CR-9003 | Crusher 03 Secondary | Tarea 342 | Weeks | 52 |  | INSPE | LELV - Electrician | 2 | 3 | 52W INSPE ELEC 313CR9000 ON | ON | 2 | 2
313 | 313-CR-9003 | Crusher 03 Secondary | Tarea 343 | Weeks | 52 |  | INSPE | LINT - Industrial Technician | 2 | 6 | 52W INSPE MECH 313CR9001 OFF | OFF | 0 | 2 | 52W_Plant_Shutdown
313 | 313-CR-9003 | Crusher 03 Secondary | Tarea 344 | Weeks | 52 |  | MANT | LINT - Industrial Technician | 2 | 10 | 52W MANT MECH 313CR9001 OFF | OFF | 0 | 2 | 52W_Plant_Shutdown
313 | 313-CR-9003 | Crusher 03 Secondary | Tarea 345 | Weeks | 52 |  | INSPE | LINT - Industrial Technician | 2 | 5 | 52W INSPE MECH 313CR9001 ON | ON | 2 | 2
313 | 313-CR-9003 | Crusher 03 Secondary | Tarea 346 | Weeks | 104 |  | MANT | LINT - Industrial Technician | 2 | 7 | 104W MANT MECH 313CR9001 OFF | OFF | 0 | 2 | 104W_Plant_Shutdown
313 | 313-CR-9004 | Crusher 04 Secondary | Tarea 347 | Weeks | 1 |  | INSPE | LINT - Industrial Technician | 2 | 14.5 | 1W INSPE MECH 313CR9001 ON | ON | 0 | 2
313 | 313-CR-9004 | Crusher 04 Secondary | Tarea 348 | Weeks | 1 |  | INSPE | LLUB - Lube Technician | 2 | 2 | 1W INSPE LUBR 313CR9000 ON | ON | 0 | 2
313 | 313-CR-9004 | Crusher 04 Secondary | Tarea 349 | Weeks | 2 |  | INSPE | LCRP - C&I Technician | 2 | 1.5 | 2W INSPE INST 313CR9000 OFF | OFF | 1 | 2
313 | 313-CR-9004 | Crusher 04 Secondary | Tarea 350 | Weeks | 4 |  | CONMON | LCMT - Cond Monitor Tech | 2 | 10.5 | 4W CONMON ELEC 313-CR-9001 ON | ON | 1 | 2
313 | 313-CR-9004 | Crusher 04 Secondary | Tarea 351 | Weeks | 4 |  | CONMON | LCMT - Cond Monitor Tech | 2 | 3 | 4W CONMON MECH 313-CR-9001 ON | ON | 1 | 2
313 | 313-CR-9004 | Crusher 04 Secondary | Tarea 352 | Weeks | 4 |  | MANT | LCRP - C&I Technician | 2 | 0.5 | 4W MANT INST 313CR9000 OFF | OFF | 1 | 2
313 | 313-CR-9004 | Crusher 04 Secondary | Tarea 353 | Weeks | 4 |  | INSPE | LCRP - C&I Technician | 2 | 0.5 | 4W INSPE INST 313CR9000 ON | ON | 1 | 2
313 | 313-CR-9004 | Crusher 04 Secondary | Tarea 354 | Weeks | 4 |  | INSPE | LELV - Electrician | 2 | 12 | 4W INSPE ELEC 313CR9000 OFF | OFF | 1 | 2
313 | 313-CR-9004 | Crusher 04 Secondary | Tarea 355 | Weeks | 4 |  | MANT | LELV - Electrician | 2 | 2.5 | 4W MANT ELEC 313CR9000 OFF | OFF | 1 | 2
313 | 313-CR-9004 | Crusher 04 Secondary | Tarea 356 | Weeks | 4 |  | INSPE | LELV - Electrician | 2 | 11.5 | 4W INSPE ELEC 313CR9000 ON | ON | 1 | 2
313 | 313-CR-9004 | Crusher 04 Secondary | Tarea 357 | Weeks | 4 |  | INSPE | LINT - Industrial Technician | 2 | 2 | 4W INSPE MECH 313CR9001 OFF | OFF | 1 | 2
313 | 313-CR-9004 | Crusher 04 Secondary | Tarea 358 | Weeks | 4 |  | MANT | LINT - Industrial Technician | 10 | 41 | 4W MANT MECH 313CR9000 OFF | OFF | 1 | 2
313 | 313-CR-9004 | Crusher 04 Secondary | Tarea 359 | Weeks | 4 |  | INSPE | LINT - Industrial Technician | 2 | 15.5 | 4W INSPE MECH 313CR9001 ON | ON | 1 | 2
313 | 313-CR-9004 | Crusher 04 Secondary | Tarea 360 | Weeks | 4 |  | MANT | LLUB - Lube Technician | 2 | 1 | 4W MANT LUBR 313CR9000 OFF | OFF | 1 | 2
313 | 313-CR-9004 | Crusher 04 Secondary | Tarea 361 | Weeks | 4 |  | INSPE | LLUB - Lube Technician | 2 | 1 | 4W INSPE LUBR 313CR9000 ON | ON | 1 | 2
313 | 313-CR-9004 | Crusher 04 Secondary | Tarea 362 | Weeks | 4 |  | MANT | LLUB - Lube Technician | 2 | 1.5 | 4W MANT LUBR 313CR9000 ON | ON | 1 | 2
313 | 313-CR-9004 | Crusher 04 Secondary | Tarea 363 | Weeks | 8 |  | CONMON | LCMT - Cond Monitor Tech | 2 | 2.5 | 8W CONMON ELE 313-CR-9001 ON | ON | 2 | 2
313 | 313-CR-9004 | Crusher 04 Secondary | Tarea 364 | Weeks | 8 |  | INSPE | LCRP - C&I Technician | 2 | 15 | 8W INSPE INST 313CR9000 OFF | OFF | 2 | 2
313 | 313-CR-9004 | Crusher 04 Secondary | Tarea 365 | Weeks | 8 |  | MANT | LCRP - C&I Technician | 2 | 3.5 | 8W MANT INST 313CR9000 OFF | OFF | 2 | 2
313 | 313-CR-9004 | Crusher 04 Secondary | Tarea 366 | Weeks | 8 |  | INSPE | LCRP - C&I Technician | 2 | 3 | 8W INSPE INST 313CR9000 ON | ON | 2 | 2
313 | 313-CR-9004 | Crusher 04 Secondary | Tarea 367 | Weeks | 8 |  | INSPE | LELV - Electrician | 2 | 5 | 8W INSPE ELEC 313CR9000 OFF | OFF | 2 | 2
313 | 313-CR-9004 | Crusher 04 Secondary | Tarea 368 | Weeks | 8 |  | MANT | LELV - Electrician | 2 | 2 | 8W MANT ELEC 313CR9000 OFF | OFF | 2 | 2
313 | 313-CR-9004 | Crusher 04 Secondary | Tarea 369 | Weeks | 8 |  | INSPE | LELV - Electrician | 2 | 2 | 8W INSPE ELEC 313CR9000 ON | ON | 2 | 2
313 | 313-CR-9004 | Crusher 04 Secondary | Tarea 370 | Weeks | 8 |  | INSPE | LINT - Industrial Technician | 2 | 6.5 | 8W INSPE MECH 313CR9001 OFF | OFF | 2 | 2
313 | 313-CR-9004 | Crusher 04 Secondary | Tarea 371 | Weeks | 8 |  | MANT | LINT - Industrial Technician | 4 | 6 | 8W MANT MECH 313CR9001 OFF | OFF | 2 | 2
313 | 313-CR-9004 | Crusher 04 Secondary | Tarea 372 | Weeks | 8 |  | INSPE | LINT - Industrial Technician | 2 | 1 | 8W INSPE MECH 313CR9000 ON | ON | 2 | 2
313 | 313-CR-9004 | Crusher 04 Secondary | Tarea 373 | Weeks | 8 |  | INSPE | LELV - Electrician | 2 | 2 | 8W INSPE ELEC 313CR9000 OFF | OFF | 2 | 2
313 | 313-CR-9004 | Crusher 04 Secondary | Tarea 374 | Weeks | 13 |  | INSPE | LELV - Electrician | 2 | 1 | 13W INSPE ELEC 313CR9000 OFF | OFF | 0 | 2 | 13W_Plant_Shutdown
313 | 313-CR-9004 | Crusher 04 Secondary | Tarea 375 | Weeks | 13 |  | INSPE | LELV - Electrician | 2 | 1 | 13W INSPE ELEC 313CR9000 ON | ON | 2 | 2
313 | 313-CR-9004 | Crusher 04 Secondary | Tarea 376 | Weeks | 13 |  | MANT | LLUB - Lube Technician | 2 | 8 | 13W MANT LUBR 313CR9000 ON | ON | 2 | 2
313 | 313-CR-9004 | Crusher 04 Secondary | Tarea 377 | Weeks | 13 |  | MANT | LELV - Electrician | 2 | 8.5 | 13W MANT ELEC 313CR9000 OFF | OFF | 0 | 2 | 13W_Plant_Shutdown
313 | 313-CR-9004 | Crusher 04 Secondary | Tarea 378 | Weeks | 13 |  | INSPE | LINT - Industrial Technician | 2 | 5 | 13W INSPE MECH 313CR9001 OFF | OFF | 0 | 2 | 13W_Plant_Shutdown
313 | 313-CR-9004 | Crusher 04 Secondary | Tarea 379 | Weeks | 13 |  | MANT | LINT - Industrial Technician | 2 | 1 | 13W MANT MECH 313CR9001 OFF | OFF | 0 | 2 | 13W_Plant_Shutdown
313 | 313-CR-9004 | Crusher 04 Secondary | Tarea 380 | Weeks | 13 |  | INSPE | LINT - Industrial Technician | 2 | 3.5 | 13W INSPE MECH 313CR9001 ON | ON | 2 | 2
313 | 313-CR-9004 | Crusher 04 Secondary | Tarea 381 | Weeks | 13 |  | CONMON | LCMT - Cond Monitor Tech | 2 | 4 | 13W CONMON MECH 313CR9001 OFF | OFF | 0 | 2 | 13W_Plant_Shutdown
313 | 313-CR-9004 | Crusher 04 Secondary | Tarea 382 | Weeks | 13 |  | INSPE | LELV - Electrician | 2 | 1.5 | 13W INSPE ELEC 313CR9000 OFF | OFF | 0 | 2 | 13W_Plant_Shutdown
313 | 313-CR-9004 | Crusher 04 Secondary | Tarea 383 | Weeks | 26 |  | CONMON | LCMT - Cond Monitor Tech | 2 | 3 | 26W CONMON ELEC 313-CR-9001 ON | ON | 2 | 2
313 | 313-CR-9004 | Crusher 04 Secondary | Tarea 384 | Weeks | 26 |  | INSPE | LELV - Electrician | 2 | 4.5 | 26W INSPE ELEC 313CR9000 OFF | OFF | 0 | 2 | 26W_Plant_Shutdown
313 | 313-CR-9004 | Crusher 04 Secondary | Tarea 385 | Weeks | 26 |  | INSPE | LELV - Electrician | 2 | 1 | 26W INSPE ELEC 313CR9000 ON | ON | 2 | 2
313 | 313-CR-9004 | Crusher 04 Secondary | Tarea 386 | Weeks | 26 |  | INSPE | LCRP - C&I Technician | 2 | 5 | 26W INSPE INST 313CR9000 OFF | OFF | 0 | 2 | 26W_Plant_Shutdown
313 | 313-CR-9004 | Crusher 04 Secondary | Tarea 387 | Weeks | 26 |  | MANT | LCRP - C&I Technician | 2 | 1.5 | 26W MANT INST 313CR9000 OFF | OFF | 0 | 2 | 26W_Plant_Shutdown
313 | 313-CR-9004 | Crusher 04 Secondary | Tarea 388 | Weeks | 26 |  | INSPE | LELV - Electrician | 2 | 20 | 26W INSPE ELEC 313CR9000 OFF | OFF | 0 | 2 | 26W_Plant_Shutdown
313 | 313-CR-9004 | Crusher 04 Secondary | Tarea 389 | Weeks | 26 |  | MANT | LELV - Electrician | 2 | 14.5 | 26W MANT ELEC 313CR9000 OFF | OFF | 0 | 2 | 26W_Plant_Shutdown
313 | 313-CR-9004 | Crusher 04 Secondary | Tarea 390 | Weeks | 26 |  | INSPE | LELV - Electrician | 2 | 17.5 | 26W INSPE ELEC 313CR9000 ON | ON | 2 | 2
313 | 313-CR-9004 | Crusher 04 Secondary | Tarea 391 | Weeks | 26 |  | MANT | LINT - Industrial Technician | 2 | 1 | 26W MANT MECH 313CR9001 OFF | OFF | 0 | 2 | 26W_Plant_Shutdown
313 | 313-CR-9004 | Crusher 04 Secondary | Tarea 392 | Weeks | 26 |  | INSPE | LINT - Industrial Technician | 2 | 3.5 | 26W INSPE MECH 313CR9001 ON | ON | 2 | 2
313 | 313-CR-9004 | Crusher 04 Secondary | Tarea 393 | Weeks | 52 |  | INSPE | LELV - Electrician | 2 | 8.5 | 52W INSPE ELEC 313CR9000 OFF | OFF | 0 | 2 | 52W_Plant_Shutdown
313 | 313-CR-9004 | Crusher 04 Secondary | Tarea 394 | Weeks | 52 |  | INSPE | LELV - Electrician | 2 | 3 | 52W INSPE ELEC 313CR9000 ON | ON | 2 | 2
313 | 313-CR-9004 | Crusher 04 Secondary | Tarea 395 | Weeks | 52 |  | INSPE | LINT - Industrial Technician | 2 | 6 | 52W INSPE MECH 313CR9001 OFF | OFF | 0 | 2 | 52W_Plant_Shutdown
313 | 313-CR-9004 | Crusher 04 Secondary | Tarea 396 | Weeks | 52 |  | MANT | LINT - Industrial Technician | 2 | 10 | 52W MANT MECH 313CR9001 OFF | OFF | 0 | 2 | 52W_Plant_Shutdown
313 | 313-CR-9004 | Crusher 04 Secondary | Tarea 397 | Weeks | 52 |  | INSPE | LINT - Industrial Technician | 2 | 5 | 52W INSPE MECH 313CR9001 ON | ON | 2 | 2
313 | 313-CR-9004 | Crusher 04 Secondary | Tarea 398 | Weeks | 104 |  | MANT | LINT - Industrial Technician | 2 | 7 | 104W MANT MECH 313CR9001 OFF | OFF | 0 | 2 | 104W_Plant_Shutdown
313 | 313-CV-9001 | Conveyor 01 Crushd Ore Transfr | Tarea 399 | Weeks | 1 |  | INSPE | LCRP - C&I Technician | 2 | 0.5 | 1W INSPE INSTR 313CV9000 ON | ON | 0 | 2
313 | 313-CV-9001 | Conveyor 01 Crushd Ore Transfr | Tarea 400 | Weeks | 1 |  | INSPE | LELV - Electrician | 2 | 0.5 | 1W INSPE ELEC 313CV9000 ON | ON | 0 | 2
313 | 313-CV-9001 | Conveyor 01 Crushd Ore Transfr | Tarea 401 | Weeks | 1 |  | INSPE | LINT - Industrial Technician | 2 | 3 | 1W INSPE MECH 313CV9000 OFF | OFF | 0 | 2
313 | 313-CV-9001 | Conveyor 01 Crushd Ore Transfr | Tarea 402 | Weeks | 1 |  | INSPE | LINT - Industrial Technician | 2 | 29.5 | 1W INSPE MECH 313CV9000 ON | ON | 0 | 2
313 | 313-CV-9001 | Conveyor 01 Crushd Ore Transfr | Tarea 403 | Weeks | 2 |  | INSPE | LCRP - C&I Technician | 2 | 2 | 2W INSPE INSTR 313CV9000 ON | ON | 1 | 2
313 | 313-CV-9001 | Conveyor 01 Crushd Ore Transfr | Tarea 404 | Weeks | 2 |  | INSPE | LELV - Electrician | 2 | 0.5 | 2W INSPE ELEC 313CV9000 ON | ON | 1 | 2
313 | 313-CV-9001 | Conveyor 01 Crushd Ore Transfr | Tarea 405 | Weeks | 2 |  | INSPE | LINT - Industrial Technician | 2 | 1.5 | 2W INSPE MECH 313CV9000 ON | ON | 1 | 2
313 | 313-CV-9001 | Conveyor 01 Crushd Ore Transfr | Tarea 406 | Weeks | 4 |  | CONMON | LCMT - Cond Monitor Tech | 2 | 0.5 | 4W CONMON MECH 313CV9000 OFF | OFF | 1 | 2
313 | 313-CV-9001 | Conveyor 01 Crushd Ore Transfr | Tarea 407 | Weeks | 4 |  | CONMON | LCMT - Cond Monitor Tech | 2 | 7 | 4W CONMON ELEC 313CV9000 ON | ON | 1 | 2
313 | 313-CV-9001 | Conveyor 01 Crushd Ore Transfr | Tarea 408 | Weeks | 4 |  | CONMON | LCMT - Cond Monitor Tech | 2 | 10.5 | 4W CONMON MECH 313CV9000 ON | ON | 1 | 2
313 | 313-CV-9001 | Conveyor 01 Crushd Ore Transfr | Tarea 409 | Weeks | 4 |  | INSPE | LCRP - C&I Technician | 2 | 21 | 4W INSPE INSTR 313CV9000 OFF | OFF | 1 | 2
313 | 313-CV-9001 | Conveyor 01 Crushd Ore Transfr | Tarea 410 | Weeks | 4 |  | INSPE | LCRP - C&I Technician | 2 | 19 | 4W INSPE INSTR 313CV9000 ON | ON | 1 | 2
313 | 313-CV-9001 | Conveyor 01 Crushd Ore Transfr | Tarea 411 | Weeks | 4 |  | INSPE | LELV - Electrician | 2 | 2 | 4W INSPE ELEC 313CV9000 ON | ON | 1 | 2
313 | 313-CV-9001 | Conveyor 01 Crushd Ore Transfr | Tarea 412 | Weeks | 4 |  | INSPE | LINT - Industrial Technician | 2 | 2 | 4W INSPE MECH 313CV9000 OFF | OFF | 1 | 2
313 | 313-CV-9001 | Conveyor 01 Crushd Ore Transfr | Tarea 413 | Weeks | 4 |  | INSPE | LINT - Industrial Technician | 2 | 15 | 4W INSPE MECH 313CV9000 ON | ON | 1 | 2
313 | 313-CV-9001 | Conveyor 01 Crushd Ore Transfr | Tarea 414 | Weeks | 4 |  | INSPE | LLUB - Lube Technician | 2 | 3.5 | 4W INSPE LUBE 313CV9000 ON | ON | 1 | 2
313 | 313-CV-9001 | Conveyor 01 Crushd Ore Transfr | Tarea 415 | Weeks | 8 |  | CONMON | LCMT - Cond Monitor Tech | 2 | 3.5 | 8W CONMON ELEC 313CV9000 ON | ON | 2 | 2
313 | 313-CV-9001 | Conveyor 01 Crushd Ore Transfr | Tarea 416 | Weeks | 8 |  | CONMON | LCMT - Cond Monitor Tech | 2 | 4 | 8W CONMON MECH 313CV9000 ON | ON | 2 | 2
313 | 313-CV-9001 | Conveyor 01 Crushd Ore Transfr | Tarea 417 | Weeks | 8 |  | INSPE | LCRP - C&I Technician | 2 | 4 | 8W INSPE INSTR 313CV9000 OFF | OFF | 2 | 2
313 | 313-CV-9001 | Conveyor 01 Crushd Ore Transfr | Tarea 418 | Weeks | 8 |  | MANT | LCRP - C&I Technician | 2 | 9 | 8W MANT INSTR 313CV9000 OFF | OFF | 2 | 2
313 | 313-CV-9001 | Conveyor 01 Crushd Ore Transfr | Tarea 419 | Weeks | 8 |  | INSPE | LCRP - C&I Technician | 2 | 14 | 8W INSPE INSTR 313CV9000 ON | ON | 2 | 2
313 | 313-CV-9001 | Conveyor 01 Crushd Ore Transfr | Tarea 420 | Weeks | 8 |  | INSPE | LELV - Electrician | 2 | 7.5 | 8W INSPE ELEC 313CV9000 OFF | OFF | 2 | 2
313 | 313-CV-9001 | Conveyor 01 Crushd Ore Transfr | Tarea 421 | Weeks | 8 |  | INSPE | LELV - Electrician | 2 | 1.5 | 8W INSPE ELEC 313CV9000 ON | ON | 2 | 2
313 | 313-CV-9001 | Conveyor 01 Crushd Ore Transfr | Tarea 422 | Weeks | 8 |  | MANT | LINT - Industrial Technician | 2 | 21 | 8W MANT MECH 313CV9000 OFF | OFF | 2 | 2
313 | 313-CV-9001 | Conveyor 01 Crushd Ore Transfr | Tarea 423 | Weeks | 8 |  | INSPE | LINT - Industrial Technician | 2 | 11.5 | 8W INSPE MECH 313CV9000 ON | ON | 2 | 2
313 | 313-CV-9001 | Conveyor 01 Crushd Ore Transfr | Tarea 424 | Weeks | 8 |  | MANT | LLUB - Lube Technician | 2 | 7.5 | 8W MANT LUBE 313CV9000 OFF | OFF | 2 | 2
313 | 313-CV-9001 | Conveyor 01 Crushd Ore Transfr | Tarea 425 | Weeks | 8 |  | INSPE | LLUB - Lube Technician | 2 | 1 | 8W INSPE LUBE 313CV9000 ON | ON | 2 | 2
313 | 313-CV-9001 | Conveyor 01 Crushd Ore Transfr | Tarea 426 | Weeks | 13 |  | INSPE | LCRP - C&I Technician | 2 | 8.5 | 13W INSPE INSTR 313CV9000 OFF | OFF | 0 | 2 | 13W_Plant_Shutdown
313 | 313-CV-9001 | Conveyor 01 Crushd Ore Transfr | Tarea 427 | Weeks | 13 |  | INSPE | LCRP - C&I Technician | 2 | 14.5 | 13W INSPE INSTR 313CV9000 ON | ON | 2 | 2
313 | 313-CV-9001 | Conveyor 01 Crushd Ore Transfr | Tarea 428 | Weeks | 13 |  | INSPE | LELV - Electrician | 2 | 14 | 13W INSPE ELEC 313CV9000 ON | ON | 2 | 2
313 | 313-CV-9001 | Conveyor 01 Crushd Ore Transfr | Tarea 429 | Weeks | 13 |  | INSPE | LINT - Industrial Technician | 2 | 2.5 | 13W INSPE MECH 313CV9000 ON | ON | 2 | 2
313 | 313-CV-9001 | Conveyor 01 Crushd Ore Transfr | Tarea 430 | Weeks | 13 |  | MANT | LLUB - Lube Technician | 2 | 3 | 13W MANT LUBE 313CV9000 OFF | OFF | 0 | 2 | 13W_Plant_Shutdown
313 | 313-CV-9001 | Conveyor 01 Crushd Ore Transfr | Tarea 431 | Weeks | 13 |  | INSPE | LELV - Electrician | 2 | 0.5 | 13W INSPE ELEC 313CV9000 OFF | OFF | 0 | 2 | 13W_Plant_Shutdown
313 | 313-CV-9001 | Conveyor 01 Crushd Ore Transfr | Tarea 432 | Weeks | 13 |  | MANT | LELV - Electrician | 2 | 1.5 | 13W MANT ELEC 313CV9000 OFF | OFF | 0 | 2 | 13W_Plant_Shutdown
313 | 313-CV-9001 | Conveyor 01 Crushd Ore Transfr | Tarea 433 | Weeks | 13 |  | INSPE | LELV - Electrician | 2 | 0.5 | 13W INSPE ELEC 313CV9000 ON | ON | 2 | 2
313 | 313-CV-9001 | Conveyor 01 Crushd Ore Transfr | Tarea 434 | Weeks | 26 |  | CONMON | LCMT - Cond Monitor Tech | 2 | 8 | 26W CONMON MECH 313CV9000 OFF | OFF | 0 | 2 | 26W_Plant_Shutdown
313 | 313-CV-9001 | Conveyor 01 Crushd Ore Transfr | Tarea 435 | Weeks | 26 |  | CONMON | LCMT - Cond Monitor Tech | 2 | 16 | 26W CONMON ULTRAS 313CV9000 OFF | OFF | 0 | 2 | 26W_Plant_Shutdown
313 | 313-CV-9001 | Conveyor 01 Crushd Ore Transfr | Tarea 436 | Weeks | 26 |  | CONMON | LCMT - Cond Monitor Tech | 2 | 4 | 26W CONMON THERMOG 313CV9000 ON | ON | 2 | 2
313 | 313-CV-9001 | Conveyor 01 Crushd Ore Transfr | Tarea 437 | Weeks | 26 |  | INSPE | LCRP - C&I Technician | 2 | 3 | 26W INSPE INSTR 313CV9000 OFF | OFF | 0 | 2 | 26W_Plant_Shutdown
313 | 313-CV-9001 | Conveyor 01 Crushd Ore Transfr | Tarea 438 | Weeks | 26 |  | MANT | LCRP - C&I Technician | 2 | 2.5 | 26W MANT INSTR 313CV9000 OFF | OFF | 0 | 2 | 26W_Plant_Shutdown
313 | 313-CV-9001 | Conveyor 01 Crushd Ore Transfr | Tarea 439 | Weeks | 26 |  | MANT | LELV - Electrician | 2 | 42 | 26W MANT ELEC 313CV9000 OFF | OFF | 0 | 2 | 26W_Plant_Shutdown
313 | 313-CV-9001 | Conveyor 01 Crushd Ore Transfr | Tarea 440 | Weeks | 26 |  | INSPE | LELV - Electrician | 2 | 23.5 | 26W INSPE ELEC 313CV9000 ON | ON | 2 | 2
313 | 313-CV-9001 | Conveyor 01 Crushd Ore Transfr | Tarea 441 | Weeks | 26 |  | MANT | LINT - Industrial Technician | 2 | 11 | 26W MANT MECH 313CV9000 OFF | OFF | 0 | 2 | 26W_Plant_Shutdown
313 | 313-CV-9001 | Conveyor 01 Crushd Ore Transfr | Tarea 442 | Weeks | 26 |  | INSPE | LINT - Industrial Technician | 2 | 10.5 | 26W INSPE MECH 313CV9000 ON | ON | 2 | 2
313 | 313-CV-9001 | Conveyor 01 Crushd Ore Transfr | Tarea 443 | Weeks | 26 |  | MANT | LLUB - Lube Technician | 2 | 6 | 26W MANT LUBE 313CV9000 OFF | OFF | 0 | 2 | 26W_Plant_Shutdown
313 | 313-CV-9001 | Conveyor 01 Crushd Ore Transfr | Tarea 444 | Weeks | 52 |  | CONMON | LCMT - Cond Monitor Tech | 2 | 5 | 52W CONMON MECH 313CV9000 OFF | OFF | 0 | 2 | 52W_Plant_Shutdown
313 | 313-CV-9001 | Conveyor 01 Crushd Ore Transfr | Tarea 445 | Weeks | 52 |  | CONMON | LCMT - Cond Monitor Tech | 2 | 9 | 52W CONMON ELEC 313CV9000 ON | ON | 2 | 2
313 | 313-CV-9001 | Conveyor 01 Crushd Ore Transfr | Tarea 446 | Weeks | 52 |  | CONMON | LCMT - Cond Monitor Tech | 2 | 11.5 | 52W CONMON MECH 313CV9000 ON | ON | 2 | 2
313 | 313-CV-9001 | Conveyor 01 Crushd Ore Transfr | Tarea 447 | Weeks | 52 |  | MANT | LCRP - C&I Technician | 2 | 1 | 52W MANT INSTR 313CV9000 OFF | OFF | 0 | 2 | 52W_Plant_Shutdown
313 | 313-CV-9001 | Conveyor 01 Crushd Ore Transfr | Tarea 448 | Weeks | 52 |  | INSPE | LELV - Electrician | 2 | 17 | 52W INSPE ELEC 313CV9000 OFF | OFF | 0 | 2 | 52W_Plant_Shutdown
313 | 313-CV-9001 | Conveyor 01 Crushd Ore Transfr | Tarea 449 | Weeks | 52 |  | INSPE | LELV - Electrician | 2 | 5 | 52W INSPE ELEC 313CV9000 ON | ON | 2 | 2
313 | 313-CV-9001 | Conveyor 01 Crushd Ore Transfr | Tarea 450 | Weeks | 52 |  | INSPE | LINT - Industrial Technician | 2 | 0.5 | 52W INSPE MECH 313CV9000 OFF | OFF | 0 | 2 | 52W_Plant_Shutdown
313 | 313-CV-9001 | Conveyor 01 Crushd Ore Transfr | Tarea 451 | Weeks | 52 |  | MANT | LINT - Industrial Technician | 2 | 8 | 52W MANT MECH 313CV9000 OFF | OFF | 0 | 2 | 52W_Plant_Shutdown
313 | 313-CV-9001 | Conveyor 01 Crushd Ore Transfr | Tarea 452 | Weeks | 52 |  | INSPE | LINT - Industrial Technician | 2 | 2 | 52W INSPE MECH 313CV9000 ON | ON | 2 | 2
313 | 313-CV-9001 | Conveyor 01 Crushd Ore Transfr | Tarea 453 | Weeks | 104 |  | MANT | LINT - Industrial Technician | 6 | 36 | 104W MANT MECH 313CV9000 OFF | OFF | 0 | 2 | 104W_Plant_Shutdown
313 | 313-CV-9001 | Conveyor 01 Crushd Ore Transfr | Tarea 454 | Weeks | 156 |  | CONMON | LCMT - Cond Monitor Tech | 2 | 1 | 156W CONMON MECH 313CV9000 OFF | OFF | 0 | 2 | 156W_Plant_Shutdown
313 | 313-CV-9002 | Conveyor 02 Crushd Ore Transfr | Tarea 455 | Weeks | 1 |  | INSPE | LCRP - C&I Technician | 2 | 0.5 | 1W INSPE INSTR 313CV9000 ON | ON | 0 | 2
313 | 313-CV-9002 | Conveyor 02 Crushd Ore Transfr | Tarea 456 | Weeks | 1 |  | INSPE | LELV - Electrician | 2 | 0.5 | 1W INSPE ELEC 313CV9000 ON | ON | 0 | 2
313 | 313-CV-9002 | Conveyor 02 Crushd Ore Transfr | Tarea 457 | Weeks | 1 |  | INSPE | LINT - Industrial Technician | 2 | 3 | 1W INSPE MECH 313CV9000 OFF | OFF | 0 | 2
313 | 313-CV-9002 | Conveyor 02 Crushd Ore Transfr | Tarea 458 | Weeks | 1 |  | INSPE | LINT - Industrial Technician | 2 | 29.5 | 1W INSPE MECH 313CV9000 ON | ON | 0 | 2
313 | 313-CV-9002 | Conveyor 02 Crushd Ore Transfr | Tarea 459 | Weeks | 2 |  | INSPE | LCRP - C&I Technician | 2 | 2 | 2W INSPE INSTR 313CV9000 ON | ON | 1 | 2
313 | 313-CV-9002 | Conveyor 02 Crushd Ore Transfr | Tarea 460 | Weeks | 2 |  | INSPE | LELV - Electrician | 2 | 0.5 | 2W INSPE ELEC 313CV9000 ON | ON | 1 | 2
313 | 313-CV-9002 | Conveyor 02 Crushd Ore Transfr | Tarea 461 | Weeks | 2 |  | INSPE | LINT - Industrial Technician | 2 | 1.5 | 2W INSPE MECH 313CV9000 ON | ON | 1 | 2
313 | 313-CV-9002 | Conveyor 02 Crushd Ore Transfr | Tarea 462 | Weeks | 4 |  | CONMON | LCMT - Cond Monitor Tech | 2 | 0.5 | 4W CONMON MECH 313CV9000 OFF | OFF | 1 | 2
313 | 313-CV-9002 | Conveyor 02 Crushd Ore Transfr | Tarea 463 | Weeks | 4 |  | CONMON | LCMT - Cond Monitor Tech | 2 | 7 | 4W CONMON ELEC 313CV9000 ON | ON | 1 | 2
313 | 313-CV-9002 | Conveyor 02 Crushd Ore Transfr | Tarea 464 | Weeks | 4 |  | CONMON | LCMT - Cond Monitor Tech | 2 | 10.5 | 4W CONMON MECH 313CV9000 ON | ON | 1 | 2
313 | 313-CV-9002 | Conveyor 02 Crushd Ore Transfr | Tarea 465 | Weeks | 4 |  | INSPE | LCRP - C&I Technician | 2 | 21 | 4W INSPE INSTR 313CV9000 OFF | OFF | 1 | 2
313 | 313-CV-9002 | Conveyor 02 Crushd Ore Transfr | Tarea 466 | Weeks | 4 |  | INSPE | LCRP - C&I Technician | 2 | 19 | 4W INSPE INSTR 313CV9000 ON | ON | 1 | 2
313 | 313-CV-9002 | Conveyor 02 Crushd Ore Transfr | Tarea 467 | Weeks | 4 |  | INSPE | LELV - Electrician | 2 | 2 | 4W INSPE ELEC 313CV9000 ON | ON | 1 | 2
313 | 313-CV-9002 | Conveyor 02 Crushd Ore Transfr | Tarea 468 | Weeks | 4 |  | INSPE | LINT - Industrial Technician | 2 | 2 | 4W INSPE MECH 313CV9000 OFF | OFF | 1 | 2
313 | 313-CV-9002 | Conveyor 02 Crushd Ore Transfr | Tarea 469 | Weeks | 4 |  | INSPE | LINT - Industrial Technician | 2 | 15 | 4W INSPE MECH 313CV9000 ON | ON | 1 | 2
313 | 313-CV-9002 | Conveyor 02 Crushd Ore Transfr | Tarea 470 | Weeks | 4 |  | INSPE | LLUB - Lube Technician | 2 | 3.5 | 4W INSPE LUBE 313CV9000 ON | ON | 1 | 2
313 | 313-CV-9002 | Conveyor 02 Crushd Ore Transfr | Tarea 471 | Weeks | 8 |  | CONMON | LCMT - Cond Monitor Tech | 2 | 3.5 | 8W CONMON ELEC 313CV9000 ON | ON | 2 | 2
313 | 313-CV-9002 | Conveyor 02 Crushd Ore Transfr | Tarea 472 | Weeks | 8 |  | CONMON | LCMT - Cond Monitor Tech | 2 | 4 | 8W CONMON MECH 313CV9000 ON | ON | 2 | 2
313 | 313-CV-9002 | Conveyor 02 Crushd Ore Transfr | Tarea 473 | Weeks | 8 |  | INSPE | LCRP - C&I Technician | 2 | 4 | 8W INSPE INSTR 313CV9000 OFF | OFF | 2 | 2
313 | 313-CV-9002 | Conveyor 02 Crushd Ore Transfr | Tarea 474 | Weeks | 8 |  | MANT | LCRP - C&I Technician | 2 | 9 | 8W MANT INSTR 313CV9000 OFF | OFF | 2 | 2
313 | 313-CV-9002 | Conveyor 02 Crushd Ore Transfr | Tarea 475 | Weeks | 8 |  | INSPE | LCRP - C&I Technician | 2 | 14 | 8W INSPE INSTR 313CV9000 ON | ON | 2 | 2
313 | 313-CV-9002 | Conveyor 02 Crushd Ore Transfr | Tarea 476 | Weeks | 8 |  | INSPE | LELV - Electrician | 2 | 7.5 | 8W INSPE ELEC 313CV9000 OFF | OFF | 2 | 2
313 | 313-CV-9002 | Conveyor 02 Crushd Ore Transfr | Tarea 477 | Weeks | 8 |  | INSPE | LELV - Electrician | 2 | 1.5 | 8W INSPE ELEC 313CV9000 ON | ON | 2 | 2
313 | 313-CV-9002 | Conveyor 02 Crushd Ore Transfr | Tarea 478 | Weeks | 8 |  | MANT | LINT - Industrial Technician | 2 | 21 | 8W MANT MECH 313CV9000 OFF | OFF | 2 | 2
313 | 313-CV-9002 | Conveyor 02 Crushd Ore Transfr | Tarea 479 | Weeks | 8 |  | INSPE | LINT - Industrial Technician | 2 | 11.5 | 8W INSPE MECH 313CV9000 ON | ON | 2 | 2
313 | 313-CV-9002 | Conveyor 02 Crushd Ore Transfr | Tarea 480 | Weeks | 8 |  | MANT | LLUB - Lube Technician | 2 | 7.5 | 8W MANT LUBE 313CV9000 OFF | OFF | 2 | 2
313 | 313-CV-9002 | Conveyor 02 Crushd Ore Transfr | Tarea 481 | Weeks | 8 |  | INSPE | LLUB - Lube Technician | 2 | 1 | 8W INSPE LUBE 313CV9000 ON | ON | 2 | 2
313 | 313-CV-9002 | Conveyor 02 Crushd Ore Transfr | Tarea 482 | Weeks | 13 |  | INSPE | LCRP - C&I Technician | 2 | 8.5 | 13W INSPE INSTR 313CV9000 OFF | OFF | 0 | 2 | 13W_Plant_Shutdown
313 | 313-CV-9002 | Conveyor 02 Crushd Ore Transfr | Tarea 483 | Weeks | 13 |  | INSPE | LCRP - C&I Technician | 2 | 14.5 | 13W INSPE INSTR 313CV9000 ON | ON | 2 | 2
313 | 313-CV-9002 | Conveyor 02 Crushd Ore Transfr | Tarea 484 | Weeks | 13 |  | INSPE | LELV - Electrician | 2 | 14 | 13W INSPE ELEC 313CV9000 ON | ON | 2 | 2
313 | 313-CV-9002 | Conveyor 02 Crushd Ore Transfr | Tarea 485 | Weeks | 13 |  | INSPE | LINT - Industrial Technician | 2 | 2.5 | 13W INSPE MECH 313CV9000 ON | ON | 2 | 2
313 | 313-CV-9002 | Conveyor 02 Crushd Ore Transfr | Tarea 486 | Weeks | 13 |  | MANT | LLUB - Lube Technician | 2 | 3 | 13W MANT LUBE 313CV9000 OFF | OFF | 0 | 2 | 13W_Plant_Shutdown
313 | 313-CV-9002 | Conveyor 02 Crushd Ore Transfr | Tarea 487 | Weeks | 13 |  | INSPE | LELV - Electrician | 2 | 0.5 | 13W INSPE ELEC 313CV9000 OFF | OFF | 0 | 2 | 13W_Plant_Shutdown
313 | 313-CV-9002 | Conveyor 02 Crushd Ore Transfr | Tarea 488 | Weeks | 13 |  | MANT | LELV - Electrician | 2 | 1.5 | 13W MANT ELEC 313CV9000 OFF | OFF | 0 | 2 | 13W_Plant_Shutdown
313 | 313-CV-9002 | Conveyor 02 Crushd Ore Transfr | Tarea 489 | Weeks | 13 |  | INSPE | LELV - Electrician | 2 | 0.5 | 13W INSPE ELEC 313CV9000 ON | ON | 2 | 2
313 | 313-CV-9002 | Conveyor 02 Crushd Ore Transfr | Tarea 490 | Weeks | 26 |  | CONMON | LCMT - Cond Monitor Tech | 2 | 8 | 26W CONMON MECH 313CV9000 OFF | OFF | 0 | 2 | 26W_Plant_Shutdown
313 | 313-CV-9002 | Conveyor 02 Crushd Ore Transfr | Tarea 491 | Weeks | 26 |  | CONMON | LCMT - Cond Monitor Tech | 2 | 16 | 26W CONMON ULTRAS 313CV9000 OFF | OFF | 0 | 2 | 26W_Plant_Shutdown
313 | 313-CV-9002 | Conveyor 02 Crushd Ore Transfr | Tarea 492 | Weeks | 26 |  | CONMON | LCMT - Cond Monitor Tech | 2 | 4 | 26W CONMON THERMOG 313CV9000 ON | ON | 2 | 2
313 | 313-CV-9002 | Conveyor 02 Crushd Ore Transfr | Tarea 493 | Weeks | 26 |  | INSPE | LCRP - C&I Technician | 2 | 3 | 26W INSPE INSTR 313CV9000 OFF | OFF | 0 | 2 | 26W_Plant_Shutdown
313 | 313-CV-9002 | Conveyor 02 Crushd Ore Transfr | Tarea 494 | Weeks | 26 |  | MANT | LCRP - C&I Technician | 2 | 2.5 | 26W MANT INSTR 313CV9000 OFF | OFF | 0 | 2 | 26W_Plant_Shutdown
313 | 313-CV-9002 | Conveyor 02 Crushd Ore Transfr | Tarea 495 | Weeks | 26 |  | MANT | LELV - Electrician | 2 | 42 | 26W MANT ELEC 313CV9000 OFF | OFF | 0 | 2 | 26W_Plant_Shutdown
313 | 313-CV-9002 | Conveyor 02 Crushd Ore Transfr | Tarea 496 | Weeks | 26 |  | INSPE | LELV - Electrician | 2 | 23.5 | 26W INSPE ELEC 313CV9000 ON | ON | 2 | 2
313 | 313-CV-9002 | Conveyor 02 Crushd Ore Transfr | Tarea 497 | Weeks | 26 |  | MANT | LINT - Industrial Technician | 2 | 11 | 26W MANT MECH 313CV9000 OFF | OFF | 0 | 2 | 26W_Plant_Shutdown
313 | 313-CV-9002 | Conveyor 02 Crushd Ore Transfr | Tarea 498 | Weeks | 26 |  | INSPE | LINT - Industrial Technician | 2 | 10.5 | 26W INSPE MECH 313CV9000 ON | ON | 2 | 2
313 | 313-CV-9002 | Conveyor 02 Crushd Ore Transfr | Tarea 499 | Weeks | 26 |  | MANT | LLUB - Lube Technician | 2 | 6 | 26W MANT LUBE 313CV9000 OFF | OFF | 0 | 2 | 26W_Plant_Shutdown
313 | 313-CV-9002 | Conveyor 02 Crushd Ore Transfr | Tarea 500 | Weeks | 52 |  | CONMON | LCMT - Cond Monitor Tech | 2 | 5 | 52W CONMON MECH 313CV9000 OFF | OFF | 0 | 2 | 52W_Plant_Shutdown
313 | 313-CV-9002 | Conveyor 02 Crushd Ore Transfr | Tarea 501 | Weeks | 52 |  | CONMON | LCMT - Cond Monitor Tech | 2 | 9 | 52W CONMON ELEC 313CV9000 ON | ON | 2 | 2
313 | 313-CV-9002 | Conveyor 02 Crushd Ore Transfr | Tarea 502 | Weeks | 52 |  | CONMON | LCMT - Cond Monitor Tech | 2 | 11.5 | 52W CONMON MECH 313CV9000 ON | ON | 2 | 2
313 | 313-CV-9002 | Conveyor 02 Crushd Ore Transfr | Tarea 503 | Weeks | 52 |  | MANT | LCRP - C&I Technician | 2 | 1 | 52W MANT INSTR 313CV9000 OFF | OFF | 0 | 2 | 52W_Plant_Shutdown
313 | 313-CV-9002 | Conveyor 02 Crushd Ore Transfr | Tarea 504 | Weeks | 52 |  | INSPE | LELV - Electrician | 2 | 17 | 52W INSPE ELEC 313CV9000 OFF | OFF | 0 | 2 | 52W_Plant_Shutdown
313 | 313-CV-9002 | Conveyor 02 Crushd Ore Transfr | Tarea 505 | Weeks | 52 |  | INSPE | LELV - Electrician | 2 | 5 | 52W INSPE ELEC 313CV9000 ON | ON | 2 | 2
313 | 313-CV-9002 | Conveyor 02 Crushd Ore Transfr | Tarea 506 | Weeks | 52 |  | INSPE | LINT - Industrial Technician | 2 | 0.5 | 52W INSPE MECH 313CV9000 OFF | OFF | 0 | 2 | 52W_Plant_Shutdown
313 | 313-CV-9002 | Conveyor 02 Crushd Ore Transfr | Tarea 507 | Weeks | 52 |  | MANT | LINT - Industrial Technician | 2 | 8 | 52W MANT MECH 313CV9000 OFF | OFF | 0 | 2 | 52W_Plant_Shutdown
313 | 313-CV-9002 | Conveyor 02 Crushd Ore Transfr | Tarea 508 | Weeks | 52 |  | INSPE | LINT - Industrial Technician | 2 | 2 | 52W INSPE MECH 313CV9000 ON | ON | 2 | 2
313 | 313-CV-9002 | Conveyor 02 Crushd Ore Transfr | Tarea 509 | Weeks | 104 |  | MANT | LINT - Industrial Technician | 6 | 36 | 104W MANT MECH 313CV9000 OFF | OFF | 0 | 2 | 104W_Plant_Shutdown
313 | 313-CV-9002 | Conveyor 02 Crushd Ore Transfr | Tarea 510 | Weeks | 156 |  | CONMON | LCMT - Cond Monitor Tech | 2 | 1 | 156W CONMON MECH 313CV9000 OFF | OFF | 0 | 2 | 156W_Plant_Shutdown
313 | 313-CV-9003 | Conveyor 01 Bypass Dribble | Tarea 511 | Weeks | 1 |  | INSPE | LCRP - C&I Technician | 2 | 0.5 | 1W INSPE INSTR 313CV9000 ON | ON | 0 | 2
313 | 313-CV-9003 | Conveyor 01 Bypass Dribble | Tarea 512 | Weeks | 1 |  | INSPE | LINT - Industrial Technician | 2 | 3 | 1W INSPE MECH 313CV9000 OFF | OFF | 0 | 2
313 | 313-CV-9003 | Conveyor 01 Bypass Dribble | Tarea 513 | Weeks | 1 |  | INSPE | LINT - Industrial Technician | 2 | 20 | 1W INSPE MECH 313CV9000 ON | ON | 0 | 2
313 | 313-CV-9003 | Conveyor 01 Bypass Dribble | Tarea 514 | Weeks | 4 |  | CONMON | LCMT - Cond Monitor Tech | 2 | 2 | 4W CONMON ELEC 313CV9000 ON | ON | 1 | 2
313 | 313-CV-9003 | Conveyor 01 Bypass Dribble | Tarea 515 | Weeks | 4 |  | CONMON | LCMT - Cond Monitor Tech | 2 | 3 | 4W CONMON MECH 313CV9000 ON | ON | 1 | 2
313 | 313-CV-9003 | Conveyor 01 Bypass Dribble | Tarea 516 | Weeks | 4 |  | INSPE | LCRP - C&I Technician | 2 | 6.5 | 4W INSPE INSTR 313CV9000 OFF | OFF | 1 | 2
313 | 313-CV-9003 | Conveyor 01 Bypass Dribble | Tarea 517 | Weeks | 4 |  | INSPE | LCRP - C&I Technician | 2 | 1.5 | 4W INSPE INSTR 313CV9000 ON | ON | 1 | 2
313 | 313-CV-9003 | Conveyor 01 Bypass Dribble | Tarea 518 | Weeks | 4 |  | INSPE | LELV - Electrician | 2 | 3.5 | 4W INSPE ELEC 313CV9000 ON | ON | 1 | 2
313 | 313-CV-9003 | Conveyor 01 Bypass Dribble | Tarea 519 | Weeks | 4 |  | INSPE | LINT - Industrial Technician | 2 | 2 | 4W INSPE MECH 313CV9000 OFF | OFF | 1 | 2
313 | 313-CV-9003 | Conveyor 01 Bypass Dribble | Tarea 520 | Weeks | 4 |  | INSPE | LINT - Industrial Technician | 2 | 3.5 | 4W INSPE MECH 313CV9000 ON | ON | 1 | 2
313 | 313-CV-9003 | Conveyor 01 Bypass Dribble | Tarea 521 | Weeks | 4 |  | INSPE | LLUB - Lube Technician | 2 | 1 | 4W INSPE LUBE 313CV9000 ON | ON | 1 | 2
313 | 313-CV-9003 | Conveyor 01 Bypass Dribble | Tarea 522 | Weeks | 8 |  | CONMON | LCMT - Cond Monitor Tech | 2 | 2 | 8W CONMON ELEC 313CV9000 ON | ON | 2 | 2
313 | 313-CV-9003 | Conveyor 01 Bypass Dribble | Tarea 523 | Weeks | 8 |  | CONMON | LCMT - Cond Monitor Tech | 2 | 1 | 8W CONMON MECH 313CV9000 ON | ON | 2 | 2
313 | 313-CV-9003 | Conveyor 01 Bypass Dribble | Tarea 524 | Weeks | 8 |  | MANT | LCRP - C&I Technician | 2 | 1 | 8W MANT INSTR 313CV9000 OFF | OFF | 2 | 2
313 | 313-CV-9003 | Conveyor 01 Bypass Dribble | Tarea 525 | Weeks | 8 |  | INSPE | LELV - Electrician | 2 | 6.5 | 8W INSPE ELEC 313CV9000 OFF | OFF | 2 | 2
313 | 313-CV-9003 | Conveyor 01 Bypass Dribble | Tarea 526 | Weeks | 8 |  | INSPE | LELV - Electrician | 2 | 1.5 | 8W INSPE ELEC 313CV9000 ON | ON | 2 | 2
313 | 313-CV-9003 | Conveyor 01 Bypass Dribble | Tarea 527 | Weeks | 8 |  | MANT | LINT - Industrial Technician | 2 | 11 | 8W MANT MECH 313CV9000 OFF | OFF | 2 | 2
313 | 313-CV-9003 | Conveyor 01 Bypass Dribble | Tarea 528 | Weeks | 13 |  | INSPE | LCRP - C&I Technician | 2 | 4 | 13W INSPE INSTR 313CV9000 OFF | OFF | 2 | 2
313 | 313-CV-9003 | Conveyor 01 Bypass Dribble | Tarea 529 | Weeks | 13 |  | INSPE | LCRP - C&I Technician | 2 | 7.5 | 13W INSPE INSTR 313CV9000 ON | ON | 2 | 2
313 | 313-CV-9003 | Conveyor 01 Bypass Dribble | Tarea 530 | Weeks | 13 |  | INSPE | LELV - Electrician | 2 | 11.5 | 13W INSPE ELEC 313CV9000 ON | ON | 2 | 2
313 | 313-CV-9003 | Conveyor 01 Bypass Dribble | Tarea 531 | Weeks | 13 |  | INSPE | LINT - Industrial Technician | 2 | 0.5 | 13W INSPE MECH 313CV9000 ON | ON | 2 | 2
313 | 313-CV-9003 | Conveyor 01 Bypass Dribble | Tarea 532 | Weeks | 13 |  | INSPE | LELV - Electrician | 2 | 0.5 | 13W INSPE ELEC 313CV9000 OFF | OFF | 2 | 2
313 | 313-CV-9003 | Conveyor 01 Bypass Dribble | Tarea 533 | Weeks | 13 |  | MANT | LELV - Electrician | 2 | 1.5 | 13W MANT ELEC 313CV9000 OFF | OFF | 2 | 2
313 | 313-CV-9003 | Conveyor 01 Bypass Dribble | Tarea 534 | Weeks | 13 |  | INSPE | LELV - Electrician | 2 | 0.5 | 13W INSPE ELEC 313CV9000 ON | ON | 2 | 2
313 | 313-CV-9003 | Conveyor 01 Bypass Dribble | Tarea 535 | Weeks | 26 |  | CONMON | LCMT - Cond Monitor Tech | 2 | 2 | 26W CONMON MECH 313CV9000 OFF | OFF | 2 | 2
313 | 313-CV-9003 | Conveyor 01 Bypass Dribble | Tarea 536 | Weeks | 26 |  | CONMON | LCMT - Cond Monitor Tech | 2 | 6 | 26W CONMON ULTRAS 313CV9000 OFF | OFF | 2 | 2
313 | 313-CV-9003 | Conveyor 01 Bypass Dribble | Tarea 537 | Weeks | 26 |  | CONMON | LCMT - Cond Monitor Tech | 2 | 1.5 | 26W CONMON THERMOG 313CV9000 ON | ON | 2 | 2
313 | 313-CV-9003 | Conveyor 01 Bypass Dribble | Tarea 538 | Weeks | 26 |  | MANT | LELV - Electrician | 2 | 12.5 | 26W MANT ELEC 313CV9000 OFF | OFF | 2 | 2
313 | 313-CV-9003 | Conveyor 01 Bypass Dribble | Tarea 539 | Weeks | 26 |  | INSPE | LELV - Electrician | 2 | 6 | 26W INSPE ELEC 313CV9000 ON | ON | 2 | 2
313 | 313-CV-9003 | Conveyor 01 Bypass Dribble | Tarea 540 | Weeks | 26 |  | MANT | LINT - Industrial Technician | 2 | 7 | 26W MANT MECH 313CV9000 OFF | OFF | 2 | 2
313 | 313-CV-9003 | Conveyor 01 Bypass Dribble | Tarea 541 | Weeks | 26 |  | INSPE | LINT - Industrial Technician | 2 | 3 | 26W INSPE MECH 313CV9000 ON | ON | 2 | 2
313 | 313-CV-9003 | Conveyor 01 Bypass Dribble | Tarea 542 | Weeks | 52 |  | CONMON | LCMT - Cond Monitor Tech | 2 | 4 | 52W CONMON MECH 313CV9000 OFF | OFF | 2 | 2
313 | 313-CV-9003 | Conveyor 01 Bypass Dribble | Tarea 543 | Weeks | 52 |  | CONMON | LCMT - Cond Monitor Tech | 2 | 2.5 | 52W CONMON ELEC 313CV9000 ON | ON | 2 | 2
313 | 313-CV-9003 | Conveyor 01 Bypass Dribble | Tarea 544 | Weeks | 52 |  | CONMON | LCMT - Cond Monitor Tech | 2 | 9 | 52W CONMON MECH 313CV9000 ON | ON | 2 | 2
313 | 313-CV-9003 | Conveyor 01 Bypass Dribble | Tarea 545 | Weeks | 52 |  | INSPE | LELV - Electrician | 2 | 5.5 | 52W INSPE ELEC 313CV9000 OFF | OFF | 2 | 2
313 | 313-CV-9003 | Conveyor 01 Bypass Dribble | Tarea 546 | Weeks | 52 |  | INSPE | LELV - Electrician | 2 | 2 | 52W INSPE ELEC 313CV9000 ON | ON | 2 | 2
313 | 313-CV-9003 | Conveyor 01 Bypass Dribble | Tarea 547 | Weeks | 52 |  | MANT | LINT - Industrial Technician | 2 | 1 | 52W MANT MECH 313CV9000 OFF | OFF | 2 | 2
313 | 313-CV-9003 | Conveyor 01 Bypass Dribble | Tarea 548 | Weeks | 52 |  | INSPE | LINT - Industrial Technician | 2 | 0.5 | 52W INSPE MECH 313CV9000 ON | ON | 2 | 2
313 | 313-CV-9003 | Conveyor 01 Bypass Dribble | Tarea 549 | Weeks | 104 |  | MANT | LINT - Industrial Technician | 6 | 36 | 104W MANT MECH 313CV9000 OFF | OFF | 2 | 2
313 | 313-CV-9004 | Conveyor 02 Bypass Dribble | Tarea 550 | Weeks | 1 |  | INSPE | LCRP - C&I Technician | 2 | 0.5 | 1W INSPE INSTR 313CV9000 ON | ON | 0 | 2
313 | 313-CV-9004 | Conveyor 02 Bypass Dribble | Tarea 551 | Weeks | 1 |  | INSPE | LINT - Industrial Technician | 2 | 3 | 1W INSPE MECH 313CV9000 OFF | OFF | 0 | 2
313 | 313-CV-9004 | Conveyor 02 Bypass Dribble | Tarea 552 | Weeks | 1 |  | INSPE | LINT - Industrial Technician | 2 | 20 | 1W INSPE MECH 313CV9000 ON | ON | 0 | 2
313 | 313-CV-9004 | Conveyor 02 Bypass Dribble | Tarea 553 | Weeks | 4 |  | CONMON | LCMT - Cond Monitor Tech | 2 | 2 | 4W CONMON ELEC 313CV9000 ON | ON | 1 | 2
313 | 313-CV-9004 | Conveyor 02 Bypass Dribble | Tarea 554 | Weeks | 4 |  | CONMON | LCMT - Cond Monitor Tech | 2 | 3 | 4W CONMON MECH 313CV9000 ON | ON | 1 | 2
313 | 313-CV-9004 | Conveyor 02 Bypass Dribble | Tarea 555 | Weeks | 4 |  | INSPE | LCRP - C&I Technician | 2 | 6.5 | 4W INSPE INSTR 313CV9000 OFF | OFF | 1 | 2
313 | 313-CV-9004 | Conveyor 02 Bypass Dribble | Tarea 556 | Weeks | 4 |  | INSPE | LCRP - C&I Technician | 2 | 1.5 | 4W INSPE INSTR 313CV9000 ON | ON | 1 | 2
313 | 313-CV-9004 | Conveyor 02 Bypass Dribble | Tarea 557 | Weeks | 4 |  | INSPE | LELV - Electrician | 2 | 3.5 | 4W INSPE ELEC 313CV9000 ON | ON | 1 | 2
313 | 313-CV-9004 | Conveyor 02 Bypass Dribble | Tarea 558 | Weeks | 4 |  | INSPE | LINT - Industrial Technician | 2 | 2 | 4W INSPE MECH 313CV9000 OFF | OFF | 1 | 2
313 | 313-CV-9004 | Conveyor 02 Bypass Dribble | Tarea 559 | Weeks | 4 |  | INSPE | LINT - Industrial Technician | 2 | 3.5 | 4W INSPE MECH 313CV9000 ON | ON | 1 | 2
313 | 313-CV-9004 | Conveyor 02 Bypass Dribble | Tarea 560 | Weeks | 4 |  | INSPE | LLUB - Lube Technician | 2 | 1 | 4W INSPE LUBE 313CV9000 ON | ON | 1 | 2
313 | 313-CV-9004 | Conveyor 02 Bypass Dribble | Tarea 561 | Weeks | 8 |  | CONMON | LCMT - Cond Monitor Tech | 2 | 2 | 8W CONMON ELEC 313CV9000 ON | ON | 2 | 2
313 | 313-CV-9004 | Conveyor 02 Bypass Dribble | Tarea 562 | Weeks | 8 |  | CONMON | LCMT - Cond Monitor Tech | 2 | 1 | 8W CONMON MECH 313CV9000 ON | ON | 2 | 2
313 | 313-CV-9004 | Conveyor 02 Bypass Dribble | Tarea 563 | Weeks | 8 |  | MANT | LCRP - C&I Technician | 2 | 1 | 8W MANT INSTR 313CV9000 OFF | OFF | 2 | 2
313 | 313-CV-9004 | Conveyor 02 Bypass Dribble | Tarea 564 | Weeks | 8 |  | INSPE | LELV - Electrician | 2 | 6.5 | 8W INSPE ELEC 313CV9000 OFF | OFF | 2 | 2
313 | 313-CV-9004 | Conveyor 02 Bypass Dribble | Tarea 565 | Weeks | 8 |  | INSPE | LELV - Electrician | 2 | 1.5 | 8W INSPE ELEC 313CV9000 ON | ON | 2 | 2
313 | 313-CV-9004 | Conveyor 02 Bypass Dribble | Tarea 566 | Weeks | 8 |  | MANT | LINT - Industrial Technician | 2 | 11 | 8W MANT MECH 313CV9000 OFF | OFF | 2 | 2
313 | 313-CV-9004 | Conveyor 02 Bypass Dribble | Tarea 567 | Weeks | 13 |  | INSPE | LCRP - C&I Technician | 2 | 4 | 13W INSPE INSTR 313CV9000 OFF | OFF | 2 | 2
313 | 313-CV-9004 | Conveyor 02 Bypass Dribble | Tarea 568 | Weeks | 13 |  | INSPE | LCRP - C&I Technician | 2 | 7.5 | 13W INSPE INSTR 313CV9000 ON | ON | 2 | 2
313 | 313-CV-9004 | Conveyor 02 Bypass Dribble | Tarea 569 | Weeks | 13 |  | INSPE | LELV - Electrician | 2 | 11.5 | 13W INSPE ELEC 313CV9000 ON | ON | 2 | 2
313 | 313-CV-9004 | Conveyor 02 Bypass Dribble | Tarea 570 | Weeks | 13 |  | INSPE | LINT - Industrial Technician | 2 | 0.5 | 13W INSPE MECH 313CV9000 ON | ON | 2 | 2
313 | 313-CV-9004 | Conveyor 02 Bypass Dribble | Tarea 571 | Weeks | 13 |  | INSPE | LELV - Electrician | 2 | 0.5 | 13W INSPE ELEC 313CV9000 OFF | OFF | 2 | 2
313 | 313-CV-9004 | Conveyor 02 Bypass Dribble | Tarea 572 | Weeks | 13 |  | MANT | LELV - Electrician | 2 | 1.5 | 13W MANT ELEC 313CV9000 OFF | OFF | 2 | 2
313 | 313-CV-9004 | Conveyor 02 Bypass Dribble | Tarea 573 | Weeks | 13 |  | INSPE | LELV - Electrician | 2 | 0.5 | 13W INSPE ELEC 313CV9000 ON | ON | 2 | 2
313 | 313-CV-9004 | Conveyor 02 Bypass Dribble | Tarea 574 | Weeks | 26 |  | CONMON | LCMT - Cond Monitor Tech | 2 | 2 | 26W CONMON MECH 313CV9000 OFF | OFF | 2 | 2
313 | 313-CV-9004 | Conveyor 02 Bypass Dribble | Tarea 575 | Weeks | 26 |  | CONMON | LCMT - Cond Monitor Tech | 2 | 6 | 26W CONMON ULTRAS 313CV9000 OFF | OFF | 2 | 2
313 | 313-CV-9004 | Conveyor 02 Bypass Dribble | Tarea 576 | Weeks | 26 |  | CONMON | LCMT - Cond Monitor Tech | 2 | 1.5 | 26W CONMON THERMOG 313CV9000 ON | ON | 2 | 2
313 | 313-CV-9004 | Conveyor 02 Bypass Dribble | Tarea 577 | Weeks | 26 |  | MANT | LELV - Electrician | 2 | 12.5 | 26W MANT ELEC 313CV9000 OFF | OFF | 2 | 2
313 | 313-CV-9004 | Conveyor 02 Bypass Dribble | Tarea 578 | Weeks | 26 |  | INSPE | LELV - Electrician | 2 | 6 | 26W INSPE ELEC 313CV9000 ON | ON | 2 | 2
313 | 313-CV-9004 | Conveyor 02 Bypass Dribble | Tarea 579 | Weeks | 26 |  | MANT | LINT - Industrial Technician | 2 | 7 | 26W MANT MECH 313CV9000 OFF | OFF | 2 | 2
313 | 313-CV-9004 | Conveyor 02 Bypass Dribble | Tarea 580 | Weeks | 26 |  | INSPE | LINT - Industrial Technician | 2 | 3 | 26W INSPE MECH 313CV9000 ON | ON | 2 | 2
313 | 313-CV-9004 | Conveyor 02 Bypass Dribble | Tarea 581 | Weeks | 52 |  | CONMON | LCMT - Cond Monitor Tech | 2 | 4 | 52W CONMON MECH 313CV9000 OFF | OFF | 2 | 2
313 | 313-CV-9004 | Conveyor 02 Bypass Dribble | Tarea 582 | Weeks | 52 |  | CONMON | LCMT - Cond Monitor Tech | 2 | 2.5 | 52W CONMON ELEC 313CV9000 ON | ON | 2 | 2
313 | 313-CV-9004 | Conveyor 02 Bypass Dribble | Tarea 583 | Weeks | 52 |  | CONMON | LCMT - Cond Monitor Tech | 2 | 9 | 52W CONMON MECH 313CV9000 ON | ON | 2 | 2
313 | 313-CV-9004 | Conveyor 02 Bypass Dribble | Tarea 584 | Weeks | 52 |  | INSPE | LELV - Electrician | 2 | 5.5 | 52W INSPE ELEC 313CV9000 OFF | OFF | 2 | 2
313 | 313-CV-9004 | Conveyor 02 Bypass Dribble | Tarea 585 | Weeks | 52 |  | INSPE | LELV - Electrician | 2 | 2 | 52W INSPE ELEC 313CV9000 ON | ON | 2 | 2
313 | 313-CV-9004 | Conveyor 02 Bypass Dribble | Tarea 586 | Weeks | 52 |  | MANT | LINT - Industrial Technician | 2 | 1 | 52W MANT MECH 313CV9000 OFF | OFF | 2 | 2
313 | 313-CV-9004 | Conveyor 02 Bypass Dribble | Tarea 587 | Weeks | 52 |  | INSPE | LINT - Industrial Technician | 2 | 0.5 | 52W INSPE MECH 313CV9000 ON | ON | 2 | 2
313 | 313-CV-9004 | Conveyor 02 Bypass Dribble | Tarea 588 | Weeks | 104 |  | MANT | LINT - Industrial Technician | 6 | 36 | 104W MANT MECH 313CV9000 OFF | OFF | 2 | 2
313 | 313-EW-1001 | Eye & Wash Sec Crushing Area | Tarea 589 | Weeks | 4 |  | INSPE | LELV - Electrician | 2 | 3.5 | 4W INSPE ELEC 313EW1001 ON | ON | 1 | 3
313 | 313-EW-1001 | Eye & Wash Sec Crushing Area | Tarea 590 | Weeks | 4 |  | INSPE | LINT - Industrial Technician | 2 | 7.5 | 4W INSPE MECH 313EW1001 ON | ON | 1 | 3
313 | 313-FE-9001 | Feeder Secondary Crusher 01 | Tarea 591 | Weeks | 1 |  | INSPE | LINT - Industrial Technician | 2 | 10 | 1W INSPE MECH 313FE9001 ON | ON | 0 | 2
313 | 313-FE-9001 | Feeder Secondary Crusher 01 | Tarea 592 | Weeks | 4 |  | INSPE | LCRP - C&I Technician | 2 | 3 | 4W INSPE INSTR 313FE9001 ON | ON | 1 | 2
313 | 313-FE-9001 | Feeder Secondary Crusher 01 | Tarea 593 | Weeks | 4 |  | INSPE | LINT - Industrial Technician | 2 | 8.5 | 4W INSPE MECH 313FE9001 ON | ON | 1 | 2
313 | 313-FE-9001 | Feeder Secondary Crusher 01 | Tarea 594 | Weeks | 4 |  | INSPE | LLUB - Lube Technician | 2 | 1 | 4W INSPE LUBE 313FE9001 ON | ON | 1 | 2
313 | 313-FE-9001 | Feeder Secondary Crusher 01 | Tarea 595 | Weeks | 8 |  | CONMON | LCMT - Cond Monitor Tech | 2 | 2.5 | 8W CONMON MECH 313FE9001 ON | ON | 2 | 2
313 | 313-FE-9001 | Feeder Secondary Crusher 01 | Tarea 596 | Weeks | 8 |  | INSPE | LELV - Electrician | 2 | 6 | 8W INSPE ELEC 313FE9001 ON | ON | 2 | 2
313 | 313-FE-9001 | Feeder Secondary Crusher 01 | Tarea 597 | Weeks | 8 |  | MANT | LINT - Industrial Technician | 2 | 2 | 8W MANT MECH 313FE9001 OFF | OFF | 2 | 2
313 | 313-FE-9001 | Feeder Secondary Crusher 01 | Tarea 598 | Weeks | 8 |  | INSPE | LINT - Industrial Technician | 2 | 18 | 8W INSPE MECH 313FE9001 ON | ON | 2 | 2
313 | 313-FE-9001 | Feeder Secondary Crusher 01 | Tarea 599 | Weeks | 13 |  | INSPE | LCRP - C&I Technician | 2 | 2.5 | 13W INSPE INSTR 313FE9001 OFF | OFF | 0 | 2 | 13W_Plant_Shutdown
313 | 313-FE-9001 | Feeder Secondary Crusher 01 | Tarea 600 | Weeks | 13 |  | MANT | LELV - Electrician | 2 | 1.5 | 13W MANT ELEC 313FE9001 ON | ON | 2 | 2
313 | 313-FE-9001 | Feeder Secondary Crusher 01 | Tarea 601 | Weeks | 13 |  | CONMON | LCMT - Cond Monitor Tech | 2 | 5.5 | 13W CONMON ELEC 313FE9001 ON | ON | 2 | 2
313 | 313-FE-9001 | Feeder Secondary Crusher 01 | Tarea 602 | Weeks | 26 |  | CONMON | LCMT - Cond Monitor Tech | 2 | 5 | 26W CONMON MECH 313FE9001 OFF | OFF | 0 | 2 | 26W_Plant_Shutdown
313 | 313-FE-9001 | Feeder Secondary Crusher 01 | Tarea 603 | Weeks | 26 |  | MANT | LINT - Industrial Technician | 2 | 6 | 26W MANT MECH 313FE9001 OFF | OFF | 0 | 2 | 26W_Plant_Shutdown
313 | 313-FE-9001 | Feeder Secondary Crusher 01 | Tarea 604 | Weeks | 26 |  | INSPE | LINT - Industrial Technician | 2 | 11 | 26W INSPE MECH 313FE9001 ON | ON | 2 | 2
313 | 313-FE-9001 | Feeder Secondary Crusher 01 | Tarea 605 | Weeks | 52 |  | INSPE | LELV - Electrician | 2 | 7.5 | 52W INSPE ELEC 313FE9001 OFF | OFF | 0 | 2 | 52W_Plant_Shutdown
313 | 313-FE-9001 | Feeder Secondary Crusher 01 | Tarea 606 | Weeks | 52 |  | INSPE | LELV - Electrician | 2 | 3.5 | 52W INSPE ELEC 313FE9001 ON | ON | 2 | 2
313 | 313-FE-9001 | Feeder Secondary Crusher 01 | Tarea 607 | Weeks | 104 |  | MANT | LINT - Industrial Technician | 4 | 3 | 104W MANT MECH 313FE9001 OFF | OFF | 0 | 2 | 104W_Plant_Shutdown
313 | 313-FE-9002 | Feeder Secondary Crusher 02 | Tarea 608 | Weeks | 1 |  | INSPE | LINT - Industrial Technician | 2 | 10 | 1W INSPE MECH 313FE9001 ON | ON | 0 | 2
313 | 313-FE-9002 | Feeder Secondary Crusher 02 | Tarea 609 | Weeks | 4 |  | INSPE | LCRP - C&I Technician | 2 | 3 | 4W INSPE INSTR 313FE9001 ON | ON | 1 | 2
313 | 313-FE-9002 | Feeder Secondary Crusher 02 | Tarea 610 | Weeks | 4 |  | INSPE | LINT - Industrial Technician | 2 | 8.5 | 4W INSPE MECH 313FE9001 ON | ON | 1 | 2
313 | 313-FE-9002 | Feeder Secondary Crusher 02 | Tarea 611 | Weeks | 4 |  | INSPE | LLUB - Lube Technician | 2 | 1 | 4W INSPE LUBE 313FE9001 ON | ON | 1 | 2
313 | 313-FE-9002 | Feeder Secondary Crusher 02 | Tarea 612 | Weeks | 8 |  | CONMON | LCMT - Cond Monitor Tech | 2 | 2.5 | 8W CONMON MECH 313FE9001 ON | ON | 2 | 2
313 | 313-FE-9002 | Feeder Secondary Crusher 02 | Tarea 613 | Weeks | 8 |  | INSPE | LELV - Electrician | 2 | 6 | 8W INSPE ELEC 313FE9001 ON | ON | 2 | 2
313 | 313-FE-9002 | Feeder Secondary Crusher 02 | Tarea 614 | Weeks | 8 |  | MANT | LINT - Industrial Technician | 2 | 2 | 8W MANT MECH 313FE9001 OFF | OFF | 2 | 2
313 | 313-FE-9002 | Feeder Secondary Crusher 02 | Tarea 615 | Weeks | 8 |  | INSPE | LINT - Industrial Technician | 2 | 18 | 8W INSPE MECH 313FE9001 ON | ON | 2 | 2
313 | 313-FE-9002 | Feeder Secondary Crusher 02 | Tarea 616 | Weeks | 13 |  | INSPE | LCRP - C&I Technician | 2 | 2.5 | 13W INSPE INSTR 313FE9001 OFF | OFF | 0 | 2 | 13W_Plant_Shutdown
313 | 313-FE-9002 | Feeder Secondary Crusher 02 | Tarea 617 | Weeks | 13 |  | MANT | LELV - Electrician | 2 | 1.5 | 13W MANT ELEC 313FE9001 ON | ON | 2 | 2
313 | 313-FE-9002 | Feeder Secondary Crusher 02 | Tarea 618 | Weeks | 13 |  | CONMON | LCMT - Cond Monitor Tech | 2 | 5.5 | 13W CONMON ELEC 313FE9001 ON | ON | 2 | 2
313 | 313-FE-9002 | Feeder Secondary Crusher 02 | Tarea 619 | Weeks | 26 |  | CONMON | LCMT - Cond Monitor Tech | 2 | 5 | 26W CONMON MECH 313FE9001 OFF | OFF | 0 | 2 | 26W_Plant_Shutdown
313 | 313-FE-9002 | Feeder Secondary Crusher 02 | Tarea 620 | Weeks | 26 |  | MANT | LINT - Industrial Technician | 2 | 6 | 26W MANT MECH 313FE9001 OFF | OFF | 0 | 2 | 26W_Plant_Shutdown
313 | 313-FE-9002 | Feeder Secondary Crusher 02 | Tarea 621 | Weeks | 26 |  | INSPE | LINT - Industrial Technician | 2 | 11 | 26W INSPE MECH 313FE9001 ON | ON | 2 | 2
313 | 313-FE-9002 | Feeder Secondary Crusher 02 | Tarea 622 | Weeks | 52 |  | INSPE | LELV - Electrician | 2 | 7.5 | 52W INSPE ELEC 313FE9001 OFF | OFF | 0 | 2 | 52W_Plant_Shutdown
313 | 313-FE-9002 | Feeder Secondary Crusher 02 | Tarea 623 | Weeks | 52 |  | INSPE | LELV - Electrician | 2 | 3.5 | 52W INSPE ELEC 313FE9001 ON | ON | 2 | 2
313 | 313-FE-9002 | Feeder Secondary Crusher 02 | Tarea 624 | Weeks | 104 |  | MANT | LINT - Industrial Technician | 4 | 3 | 104W MANT MECH 313FE9001 OFF | OFF | 0 | 2 | 104W_Plant_Shutdown
313 | 313-FE-9003 | Feeder 01 Crushr Bypass Bin 02 | Tarea 625 | Weeks | 1 |  | INSPE | LINT - Industrial Technician | 2 | 10 | 1W INSPE MECH 313FE9003 ON | ON | 0 | 1
313 | 313-FE-9003 | Feeder 01 Crushr Bypass Bin 02 | Tarea 626 | Weeks | 4 |  | INSPE | LCRP - C&I Technician | 2 | 3 | 4W INSPE INSTR 313FE9003 ON | ON | 1 | 1
313 | 313-FE-9003 | Feeder 01 Crushr Bypass Bin 02 | Tarea 627 | Weeks | 4 |  | INSPE | LINT - Industrial Technician | 2 | 8 | 4W INSPE MECH 313FE9003 ON | ON | 1 | 1
313 | 313-FE-9003 | Feeder 01 Crushr Bypass Bin 02 | Tarea 628 | Weeks | 4 |  | INSPE | LLUB - Lube Technician | 2 | 1 | 4W INSPE LUBE 313FE9003 ON | ON | 1 | 1
313 | 313-FE-9003 | Feeder 01 Crushr Bypass Bin 02 | Tarea 629 | Weeks | 8 |  | CONMON | LCMT - Cond Monitor Tech | 2 | 2.5 | 8W CONMON MECH 313FE9003 ON | ON | 2 | 1
313 | 313-FE-9003 | Feeder 01 Crushr Bypass Bin 02 | Tarea 630 | Weeks | 8 |  | INSPE | LELV - Electrician | 2 | 6 | 8W INSPE ELEC 313FE9003 ON | ON | 2 | 1
313 | 313-FE-9003 | Feeder 01 Crushr Bypass Bin 02 | Tarea 631 | Weeks | 8 |  | MANT | LINT - Industrial Technician | 2 | 2 | 8W MANT MECH 313FE9003 OFF | OFF | 2 | 1
313 | 313-FE-9003 | Feeder 01 Crushr Bypass Bin 02 | Tarea 632 | Weeks | 8 |  | INSPE | LINT - Industrial Technician | 2 | 18 | 8W INSPE MECH 313FE9003 ON | ON | 2 | 1
313 | 313-FE-9003 | Feeder 01 Crushr Bypass Bin 02 | Tarea 633 | Weeks | 13 |  | INSPE | LCRP - C&I Technician | 2 | 2.5 | 13W INSPE INSTR 313FE9003 OFF | OFF | 2 | 1
313 | 313-FE-9003 | Feeder 01 Crushr Bypass Bin 02 | Tarea 634 | Weeks | 13 |  | MANT | LELV - Electrician | 2 | 1.5 | 13W MANT ELEC 313FE9003 ON | ON | 2 | 1
313 | 313-FE-9003 | Feeder 01 Crushr Bypass Bin 02 | Tarea 635 | Weeks | 13 |  | CONMON | LCMT - Cond Monitor Tech | 2 | 5.5 | 13W CONMON ELEC THERMOGRAPHY 313FE9003 ON | ON | 2 | 1
313 | 313-FE-9003 | Feeder 01 Crushr Bypass Bin 02 | Tarea 636 | Weeks | 26 |  | CONMON | LCMT - Cond Monitor Tech | 2 | 5 | 26W CONMON MECH 313FE9003 OFF | OFF | 2 | 1
313 | 313-FE-9003 | Feeder 01 Crushr Bypass Bin 02 | Tarea 637 | Weeks | 26 |  | MANT | LINT - Industrial Technician | 2 | 6 | 26W MANT MECH 313FE9003 OFF | OFF | 2 | 1
313 | 313-FE-9003 | Feeder 01 Crushr Bypass Bin 02 | Tarea 638 | Weeks | 26 |  | INSPE | LINT - Industrial Technician | 2 | 11 | 26W INSPE MECH 313FE9003 ON | ON | 2 | 1
313 | 313-FE-9003 | Feeder 01 Crushr Bypass Bin 02 | Tarea 639 | Weeks | 52 |  | INSPE | LELV - Electrician | 2 | 7.5 | 52W INSPE ELEC 313FE9003 OFF | OFF | 2 | 1
313 | 313-FE-9003 | Feeder 01 Crushr Bypass Bin 02 | Tarea 640 | Weeks | 52 |  | INSPE | LELV - Electrician | 2 | 3.5 | 52W INSPE ELEC 313FE9001 ON | ON | 2 | 1
313 | 313-FE-9003 | Feeder 01 Crushr Bypass Bin 02 | Tarea 641 | Weeks | 104 |  | MANT | LINT - Industrial Technician | 4 | 3 | 104W MANT MECH 313FE9003 OFF | OFF | 2 | 1
313 | 313-FE-9004 | Feeder 02 Crushr Bypass Bin 02 | Tarea 642 | Weeks | 1 |  | INSPE | LINT - Industrial Technician | 2 | 10 | 1W INSPE MECH 313FE9003 ON | ON | 0 | 1
313 | 313-FE-9004 | Feeder 02 Crushr Bypass Bin 02 | Tarea 643 | Weeks | 4 |  | INSPE | LCRP - C&I Technician | 2 | 3 | 4W INSPE INSTR 313FE9003 ON | ON | 1 | 1
313 | 313-FE-9004 | Feeder 02 Crushr Bypass Bin 02 | Tarea 644 | Weeks | 4 |  | INSPE | LINT - Industrial Technician | 2 | 8 | 4W INSPE MECH 313FE9003 ON | ON | 1 | 1
313 | 313-FE-9004 | Feeder 02 Crushr Bypass Bin 02 | Tarea 645 | Weeks | 4 |  | INSPE | LLUB - Lube Technician | 2 | 1 | 4W INSPE LUBE 313FE9003 ON | ON | 1 | 1
313 | 313-FE-9004 | Feeder 02 Crushr Bypass Bin 02 | Tarea 646 | Weeks | 8 |  | CONMON | LCMT - Cond Monitor Tech | 2 | 2.5 | 8W CONMON MECH 313FE9003 ON | ON | 2 | 1
313 | 313-FE-9004 | Feeder 02 Crushr Bypass Bin 02 | Tarea 647 | Weeks | 8 |  | INSPE | LELV - Electrician | 2 | 6 | 8W INSPE ELEC 313FE9003 ON | ON | 2 | 1
313 | 313-FE-9004 | Feeder 02 Crushr Bypass Bin 02 | Tarea 648 | Weeks | 8 |  | MANT | LINT - Industrial Technician | 2 | 2 | 8W MANT MECH 313FE9003 OFF | OFF | 2 | 1
313 | 313-FE-9004 | Feeder 02 Crushr Bypass Bin 02 | Tarea 649 | Weeks | 8 |  | INSPE | LINT - Industrial Technician | 2 | 18 | 8W INSPE MECH 313FE9003 ON | ON | 2 | 1
313 | 313-FE-9004 | Feeder 02 Crushr Bypass Bin 02 | Tarea 650 | Weeks | 13 |  | INSPE | LCRP - C&I Technician | 2 | 2.5 | 13W INSPE INSTR 313FE9003 OFF | OFF | 2 | 1
313 | 313-FE-9004 | Feeder 02 Crushr Bypass Bin 02 | Tarea 651 | Weeks | 13 |  | MANT | LELV - Electrician | 2 | 1.5 | 13W MANT ELEC 313FE9003 ON | ON | 2 | 1
313 | 313-FE-9004 | Feeder 02 Crushr Bypass Bin 02 | Tarea 652 | Weeks | 13 |  | CONMON | LCMT - Cond Monitor Tech | 2 | 5.5 | 13W CONMON ELEC THERMOGRAPHY 313FE9003 ON | ON | 2 | 1
313 | 313-FE-9004 | Feeder 02 Crushr Bypass Bin 02 | Tarea 653 | Weeks | 26 |  | CONMON | LCMT - Cond Monitor Tech | 2 | 5 | 26W CONMON MECH 313FE9003 OFF | OFF | 2 | 1
313 | 313-FE-9004 | Feeder 02 Crushr Bypass Bin 02 | Tarea 654 | Weeks | 26 |  | MANT | LINT - Industrial Technician | 2 | 6 | 26W MANT MECH 313FE9003 OFF | OFF | 2 | 1
313 | 313-FE-9004 | Feeder 02 Crushr Bypass Bin 02 | Tarea 655 | Weeks | 26 |  | INSPE | LINT - Industrial Technician | 2 | 11 | 26W INSPE MECH 313FE9003 ON | ON | 2 | 1
313 | 313-FE-9004 | Feeder 02 Crushr Bypass Bin 02 | Tarea 656 | Weeks | 52 |  | INSPE | LELV - Electrician | 2 | 7.5 | 52W INSPE ELEC 313FE9003 OFF | OFF | 2 | 1
313 | 313-FE-9004 | Feeder 02 Crushr Bypass Bin 02 | Tarea 657 | Weeks | 52 |  | INSPE | LELV - Electrician | 2 | 3.5 | 52W INSPE ELEC 313FE9001 ON | ON | 2 | 1
313 | 313-FE-9004 | Feeder 02 Crushr Bypass Bin 02 | Tarea 658 | Weeks | 104 |  | MANT | LINT - Industrial Technician | 4 | 3 | 104W MANT MECH 313FE9003 OFF | OFF | 2 | 1
313 | 313-FE-9005 | Feeder Secondary Crusher 03 | Tarea 659 | Weeks | 1 |  | INSPE | LINT - Industrial Technician | 2 | 10 | 1W INSPE MECH 313FE9001 ON | ON | 0 | 2
313 | 313-FE-9005 | Feeder Secondary Crusher 03 | Tarea 660 | Weeks | 4 |  | INSPE | LCRP - C&I Technician | 2 | 3 | 4W INSPE INSTR 313FE9001 ON | ON | 1 | 2
313 | 313-FE-9005 | Feeder Secondary Crusher 03 | Tarea 661 | Weeks | 4 |  | INSPE | LINT - Industrial Technician | 2 | 8.5 | 4W INSPE MECH 313FE9001 ON | ON | 1 | 2
313 | 313-FE-9005 | Feeder Secondary Crusher 03 | Tarea 662 | Weeks | 4 |  | INSPE | LLUB - Lube Technician | 2 | 1 | 4W INSPE LUBE 313FE9001 ON | ON | 1 | 2
313 | 313-FE-9005 | Feeder Secondary Crusher 03 | Tarea 663 | Weeks | 8 |  | CONMON | LCMT - Cond Monitor Tech | 2 | 2.5 | 8W CONMON MECH 313FE9001 ON | ON | 2 | 2
313 | 313-FE-9005 | Feeder Secondary Crusher 03 | Tarea 664 | Weeks | 8 |  | INSPE | LELV - Electrician | 2 | 6 | 8W INSPE ELEC 313FE9001 ON | ON | 2 | 2
313 | 313-FE-9005 | Feeder Secondary Crusher 03 | Tarea 665 | Weeks | 8 |  | MANT | LINT - Industrial Technician | 2 | 2 | 8W MANT MECH 313FE9001 OFF | OFF | 2 | 2
313 | 313-FE-9005 | Feeder Secondary Crusher 03 | Tarea 666 | Weeks | 8 |  | INSPE | LINT - Industrial Technician | 2 | 18 | 8W INSPE MECH 313FE9001 ON | ON | 2 | 2
313 | 313-FE-9005 | Feeder Secondary Crusher 03 | Tarea 667 | Weeks | 13 |  | INSPE | LCRP - C&I Technician | 2 | 2.5 | 13W INSPE INSTR 313FE9001 OFF | OFF | 0 | 2 | 13W_Plant_Shutdown
313 | 313-FE-9005 | Feeder Secondary Crusher 03 | Tarea 668 | Weeks | 13 |  | MANT | LELV - Electrician | 2 | 1.5 | 13W MANT ELEC 313FE9001 ON | ON | 2 | 2
313 | 313-FE-9005 | Feeder Secondary Crusher 03 | Tarea 669 | Weeks | 13 |  | CONMON | LCMT - Cond Monitor Tech | 2 | 5.5 | 13W CONMON ELEC 313FE9001 ON | ON | 2 | 2
313 | 313-FE-9005 | Feeder Secondary Crusher 03 | Tarea 670 | Weeks | 26 |  | CONMON | LCMT - Cond Monitor Tech | 2 | 5 | 26W CONMON MECH 313FE9001 OFF | OFF | 0 | 2 | 26W_Plant_Shutdown
313 | 313-FE-9005 | Feeder Secondary Crusher 03 | Tarea 671 | Weeks | 26 |  | MANT | LINT - Industrial Technician | 2 | 6 | 26W MANT MECH 313FE9001 OFF | OFF | 0 | 2 | 26W_Plant_Shutdown
313 | 313-FE-9005 | Feeder Secondary Crusher 03 | Tarea 672 | Weeks | 26 |  | INSPE | LINT - Industrial Technician | 2 | 11 | 26W INSPE MECH 313FE9001 ON | ON | 2 | 2
313 | 313-FE-9005 | Feeder Secondary Crusher 03 | Tarea 673 | Weeks | 52 |  | INSPE | LELV - Electrician | 2 | 7.5 | 52W INSPE ELEC 313FE9001 OFF | OFF | 0 | 2 | 52W_Plant_Shutdown
313 | 313-FE-9005 | Feeder Secondary Crusher 03 | Tarea 674 | Weeks | 52 |  | INSPE | LELV - Electrician | 2 | 3.5 | 52W INSPE ELEC 313FE9001 ON | ON | 2 | 2
313 | 313-FE-9005 | Feeder Secondary Crusher 03 | Tarea 675 | Weeks | 104 |  | MANT | LINT - Industrial Technician | 4 | 3 | 104W MANT MECH 313FE9001 OFF | OFF | 0 | 2 | 104W_Plant_Shutdown
313 | 313-FE-9006 | Feeder Secondary Crusher 04 | Tarea 676 | Weeks | 1 |  | INSPE | LINT - Industrial Technician | 2 | 10 | 1W INSPE MECH 313FE9001 ON | ON | 0 | 2
313 | 313-FE-9006 | Feeder Secondary Crusher 04 | Tarea 677 | Weeks | 4 |  | INSPE | LCRP - C&I Technician | 2 | 3 | 4W INSPE INSTR 313FE9001 ON | ON | 1 | 2
313 | 313-FE-9006 | Feeder Secondary Crusher 04 | Tarea 678 | Weeks | 4 |  | INSPE | LINT - Industrial Technician | 2 | 8.5 | 4W INSPE MECH 313FE9001 ON | ON | 1 | 2
313 | 313-FE-9006 | Feeder Secondary Crusher 04 | Tarea 679 | Weeks | 4 |  | INSPE | LLUB - Lube Technician | 2 | 1 | 4W INSPE LUBE 313FE9001 ON | ON | 1 | 2
313 | 313-FE-9006 | Feeder Secondary Crusher 04 | Tarea 680 | Weeks | 8 |  | CONMON | LCMT - Cond Monitor Tech | 2 | 2.5 | 8W CONMON MECH 313FE9001 ON | ON | 2 | 2
313 | 313-FE-9006 | Feeder Secondary Crusher 04 | Tarea 681 | Weeks | 8 |  | INSPE | LELV - Electrician | 2 | 6 | 8W INSPE ELEC 313FE9001 ON | ON | 2 | 2
313 | 313-FE-9006 | Feeder Secondary Crusher 04 | Tarea 682 | Weeks | 8 |  | MANT | LINT - Industrial Technician | 2 | 2 | 8W MANT MECH 313FE9001 OFF | OFF | 2 | 2
313 | 313-FE-9006 | Feeder Secondary Crusher 04 | Tarea 683 | Weeks | 8 |  | INSPE | LINT - Industrial Technician | 2 | 18 | 8W INSPE MECH 313FE9001 ON | ON | 2 | 2
313 | 313-FE-9006 | Feeder Secondary Crusher 04 | Tarea 684 | Weeks | 13 |  | INSPE | LCRP - C&I Technician | 2 | 2.5 | 13W INSPE INSTR 313FE9001 OFF | OFF | 0 | 2 | 13W_Plant_Shutdown
313 | 313-FE-9006 | Feeder Secondary Crusher 04 | Tarea 685 | Weeks | 13 |  | MANT | LELV - Electrician | 2 | 1.5 | 13W MANT ELEC 313FE9001 ON | ON | 2 | 2
313 | 313-FE-9006 | Feeder Secondary Crusher 04 | Tarea 686 | Weeks | 13 |  | CONMON | LCMT - Cond Monitor Tech | 2 | 5.5 | 13W CONMON ELEC 313FE9001 ON | ON | 2 | 2
313 | 313-FE-9006 | Feeder Secondary Crusher 04 | Tarea 687 | Weeks | 26 |  | CONMON | LCMT - Cond Monitor Tech | 2 | 5 | 26W CONMON MECH 313FE9001 OFF | OFF | 0 | 2 | 26W_Plant_Shutdown
313 | 313-FE-9006 | Feeder Secondary Crusher 04 | Tarea 688 | Weeks | 26 |  | MANT | LINT - Industrial Technician | 2 | 6 | 26W MANT MECH 313FE9001 OFF | OFF | 0 | 2 | 26W_Plant_Shutdown
313 | 313-FE-9006 | Feeder Secondary Crusher 04 | Tarea 689 | Weeks | 26 |  | INSPE | LINT - Industrial Technician | 2 | 11 | 26W INSPE MECH 313FE9001 ON | ON | 2 | 2
313 | 313-FE-9006 | Feeder Secondary Crusher 04 | Tarea 690 | Weeks | 52 |  | INSPE | LELV - Electrician | 2 | 7.5 | 52W INSPE ELEC 313FE9001 OFF | OFF | 0 | 2 | 52W_Plant_Shutdown
313 | 313-FE-9006 | Feeder Secondary Crusher 04 | Tarea 691 | Weeks | 52 |  | INSPE | LELV - Electrician | 2 | 3.5 | 52W INSPE ELEC 313FE9001 ON | ON | 2 | 2
313 | 313-FE-9006 | Feeder Secondary Crusher 04 | Tarea 692 | Weeks | 104 |  | MANT | LINT - Industrial Technician | 4 | 3 | 104W MANT MECH 313FE9001 OFF | OFF | 0 | 2 | 104W_Plant_Shutdown
313 | 313-HP-9014 | Hopper 01 Bin 03 Sec Crushers | Tarea 693 | Weeks | 2 |  | MANT | LCRP - C&I Technician | 2 | 0.5 | 2W MANT INST 313HP9018 OFF | OFF | 1 | 1
313 | 313-HP-9014 | Hopper 01 Bin 03 Sec Crushers | Tarea 694 | Weeks | 2 |  | INSPE | LCRP - C&I Technician | 2 | 1.7 | 2W INSPE INST 313HP9018 ON | ON | 1 | 1
313 | 313-HP-9014 | Hopper 01 Bin 03 Sec Crushers | Tarea 695 | Weeks | 4 |  | INSPE | LCRP - C&I Technician | 2 | 0.2 | 4W INSPE INST 313HP9018 OFF | OFF | 1 | 1
313 | 313-HP-9014 | Hopper 01 Bin 03 Sec Crushers | Tarea 696 | Weeks | 4 |  | INSPE | LINT - Industrial Technician | 2 | 0.6 | 4W INSPE MECH 313HP9018 ON | ON | 1 | 1
313 | 313-HP-9014 | Hopper 01 Bin 03 Sec Crushers | Tarea 697 | Weeks | 13 |  | INSPE | LCRP - C&I Technician | 2 | 0.6 | 13W INSPE INST 313HP9018 OFF | OFF | 0 | 1 | 13W_Plant_Shutdown
313 | 313-HP-9014 | Hopper 01 Bin 03 Sec Crushers | Tarea 698 | Weeks | 13 |  | INSPE | LINT - Industrial Technician | 2 | 1.2 | 13W INSPE MECH 313HP9018 OFF | OFF | 0 | 1 | 13W_Plant_Shutdown
313 | 313-HP-9014 | Hopper 01 Bin 03 Sec Crushers | Tarea 699 | Weeks | 13 |  | MANT | LINT - Industrial Technician | 2 | 2 | 13W MANT MECH 313HP9018 OFF | OFF | 0 | 1 | 13W_Plant_Shutdown
313 | 313-HP-9014 | Hopper 01 Bin 03 Sec Crushers | Tarea 700 | Weeks | 26 |  | CONMON | LCMT - Cond Monitor Tech | 2 | 1 | 26W CONMON 313HP9018 OFF | OFF | 0 | 1 | 26W_Plant_Shutdown
313 | 313-HP-9014 | Hopper 01 Bin 03 Sec Crushers | Tarea 701 | Weeks | 26 |  | INSPE | LCRP - C&I Technician | 2 | 1 | 26W INSPE INST 313HP9018 OFF | OFF | 0 | 1 | 26W_Plant_Shutdown
313 | 313-HP-9014 | Hopper 01 Bin 03 Sec Crushers | Tarea 702 | Weeks | 26 |  | INSPE | LINT - Industrial Technician | 2 | 1 | 26W INSPE MECH 313HP9018 ON | ON | 2 | 1
313 | 313-HP-9014 | Hopper 01 Bin 03 Sec Crushers | Tarea 703 | Weeks | 52 |  | MANT | LCRP - C&I Technician | 2 | 1 | 52W MANT INST 313HP9018 OFF | OFF | 0 | 1 | 52W_Plant_Shutdown
313 | 313-HP-9014 | Hopper 01 Bin 03 Sec Crushers | Tarea 704 | Weeks | 52 |  | MANT | LINT - Industrial Technician | 2 | 1 | 52W MANT MECH 313HP9018 OFF | OFF | 0 | 1 | 52W_Plant_Shutdown
313 | 313-HP-9015 | Hopper 02 Bin 03 Sec Crushers | Tarea 705 | Weeks | 2 |  | MANT | LCRP - C&I Technician | 2 | 0.5 | 2W MANT INST 313HP9018 OFF | OFF | 1 | 1
313 | 313-HP-9015 | Hopper 02 Bin 03 Sec Crushers | Tarea 706 | Weeks | 2 |  | INSPE | LCRP - C&I Technician | 2 | 1.7 | 2W INSPE INST 313HP9018 ON | ON | 1 | 1
313 | 313-HP-9015 | Hopper 02 Bin 03 Sec Crushers | Tarea 707 | Weeks | 4 |  | INSPE | LCRP - C&I Technician | 2 | 0.2 | 4W INSPE INST 313HP9018 OFF | OFF | 1 | 1
313 | 313-HP-9015 | Hopper 02 Bin 03 Sec Crushers | Tarea 708 | Weeks | 4 |  | INSPE | LINT - Industrial Technician | 2 | 0.6 | 4W INSPE MECH 313HP9018 ON | ON | 1 | 1
313 | 313-HP-9015 | Hopper 02 Bin 03 Sec Crushers | Tarea 709 | Weeks | 13 |  | INSPE | LCRP - C&I Technician | 2 | 0.6 | 13W INSPE INST 313HP9018 OFF | OFF | 0 | 1 | 13W_Plant_Shutdown
313 | 313-HP-9015 | Hopper 02 Bin 03 Sec Crushers | Tarea 710 | Weeks | 13 |  | INSPE | LINT - Industrial Technician | 2 | 1.2 | 13W INSPE MECH 313HP9018 OFF | OFF | 0 | 1 | 13W_Plant_Shutdown
313 | 313-HP-9015 | Hopper 02 Bin 03 Sec Crushers | Tarea 711 | Weeks | 13 |  | MANT | LINT - Industrial Technician | 2 | 2 | 13W MANT MECH 313HP9018 OFF | OFF | 0 | 1 | 13W_Plant_Shutdown
313 | 313-HP-9015 | Hopper 02 Bin 03 Sec Crushers | Tarea 712 | Weeks | 26 |  | CONMON | LCMT - Cond Monitor Tech | 2 | 1 | 26W CONMON 313HP9018 OFF | OFF | 0 | 1 | 26W_Plant_Shutdown
313 | 313-HP-9015 | Hopper 02 Bin 03 Sec Crushers | Tarea 713 | Weeks | 26 |  | INSPE | LCRP - C&I Technician | 2 | 1 | 26W INSPE INST 313HP9018 OFF | OFF | 0 | 1 | 26W_Plant_Shutdown
313 | 313-HP-9015 | Hopper 02 Bin 03 Sec Crushers | Tarea 714 | Weeks | 26 |  | INSPE | LINT - Industrial Technician | 2 | 1 | 26W INSPE MECH 313HP9018 ON | ON | 2 | 1
313 | 313-HP-9015 | Hopper 02 Bin 03 Sec Crushers | Tarea 715 | Weeks | 52 |  | MANT | LCRP - C&I Technician | 2 | 1 | 52W MANT INST 313HP9018 OFF | OFF | 0 | 1 | 52W_Plant_Shutdown
313 | 313-HP-9015 | Hopper 02 Bin 03 Sec Crushers | Tarea 716 | Weeks | 52 |  | MANT | LINT - Industrial Technician | 2 | 1 | 52W MANT MECH 313HP9018 OFF | OFF | 0 | 1 | 52W_Plant_Shutdown
313 | 313-HP-9018 | Hopper Sec Crushing Clean Up | Tarea 717 | Weeks | 2 |  | MANT | LCRP - C&I Technician | 2 | 0.5 | 2W MANT INST 313HP9018 OFF | OFF | 1 | 3
313 | 313-HP-9018 | Hopper Sec Crushing Clean Up | Tarea 718 | Weeks | 2 |  | INSPE | LCRP - C&I Technician | 2 | 1.7 | 2W INSPE INST 313HP9018 ON | ON | 1 | 3
313 | 313-HP-9018 | Hopper Sec Crushing Clean Up | Tarea 719 | Weeks | 4 |  | INSPE | LCRP - C&I Technician | 2 | 0.2 | 4W INSPE INST 313HP9018 OFF | OFF | 1 | 3
313 | 313-HP-9018 | Hopper Sec Crushing Clean Up | Tarea 720 | Weeks | 4 |  | INSPE | LINT - Industrial Technician | 2 | 0.6 | 4W INSPE MECH 313HP9018 ON | ON | 1 | 3
313 | 313-HP-9018 | Hopper Sec Crushing Clean Up | Tarea 721 | Weeks | 13 |  | INSPE | LCRP - C&I Technician | 2 | 0.6 | 13W INSPE INST 313HP9018 OFF | OFF | 0 | 3 | 13W_Plant_Shutdown
313 | 313-HP-9018 | Hopper Sec Crushing Clean Up | Tarea 722 | Weeks | 13 |  | INSPE | LINT - Industrial Technician | 2 | 1.2 | 13W INSPE MECH 313HP9018 OFF | OFF | 0 | 3 | 13W_Plant_Shutdown
313 | 313-HP-9018 | Hopper Sec Crushing Clean Up | Tarea 723 | Weeks | 13 |  | MANT | LINT - Industrial Technician | 2 | 2 | 13W MANT MECH 313HP9018 OFF | OFF | 0 | 3 | 13W_Plant_Shutdown
313 | 313-HP-9018 | Hopper Sec Crushing Clean Up | Tarea 724 | Weeks | 26 |  | CONMON | LCMT - Cond Monitor Tech | 2 | 1 | 26W CONMON 313HP9018 OFF | OFF | 0 | 3 | 26W_Plant_Shutdown
313 | 313-HP-9018 | Hopper Sec Crushing Clean Up | Tarea 725 | Weeks | 26 |  | INSPE | LCRP - C&I Technician | 2 | 1 | 26W INSPE INST 313HP9018 OFF | OFF | 0 | 3 | 26W_Plant_Shutdown
313 | 313-HP-9018 | Hopper Sec Crushing Clean Up | Tarea 726 | Weeks | 26 |  | INSPE | LINT - Industrial Technician | 2 | 1 | 26W INSPE MECH 313HP9018 ON | ON | 2 | 3
313 | 313-HP-9018 | Hopper Sec Crushing Clean Up | Tarea 727 | Weeks | 52 |  | MANT | LCRP - C&I Technician | 2 | 1 | 52W MANT INST 313HP9018 OFF | OFF | 0 | 3 | 52W_Plant_Shutdown
313 | 313-HP-9018 | Hopper Sec Crushing Clean Up | Tarea 728 | Weeks | 52 |  | MANT | LINT - Industrial Technician | 2 | 1 | 52W MANT MECH 313HP9018 OFF | OFF | 0 | 3 | 52W_Plant_Shutdown
313 | 313-LP-1001 | Lighting & Power LV | Tarea 729 | Weeks | 26 |  | CONMON | LCMT - Cond Monitor Tech | 2 | 2 | 26W CONMON ELEC 313-LP-1001 PISO1 ON | ON | 2 | 3
313 | 313-LP-1001 | Lighting & Power LV | Tarea 730 | Weeks | 26 |  | CONMON | LCMT - Cond Monitor Tech | 2 | 2 | 26W CONMON ELEC 313-LP-1001 PISO2 ON | ON | 2 | 3
313 | 313-LP-1001 | Lighting & Power LV | Tarea 731 | Weeks | 26 |  | CONMON | LCMT - Cond Monitor Tech | 2 | 2 | 26W CONMON ELEC 313-LP-1001 PISO3 ON | ON | 2 | 3
313 | 313-LP-1001 | Lighting & Power LV | Tarea 732 | Weeks | 26 |  | CONMON | LCMT - Cond Monitor Tech | 2 | 2 | 26W CONMON ELEC 313-LP-1001 PISO4 ON | ON | 2 | 3
313 | 313-LP-1001 | Lighting & Power LV | Tarea 733 | Weeks | 26 |  | INSPE | LELV - Electrician | 2 | 2 | 26W INSPE ELEC 313-LP-1001 PISO 1 OFF | OFF | 0 | 3 | 26W_Plant_Shutdown
313 | 313-LP-1001 | Lighting & Power LV | Tarea 734 | Weeks | 26 |  | INSPE | LELV - Electrician | 2 | 1 | 26W INSPE ELEC 313-LP-1001 PISO2 OFF | OFF | 0 | 3 | 26W_Plant_Shutdown
313 | 313-LP-1001 | Lighting & Power LV | Tarea 735 | Weeks | 26 |  | INSPE | LELV - Electrician | 2 | 1 | 26W INSPE ELEC 313-LP-1001 PISO3 OFF | OFF | 0 | 3 | 26W_Plant_Shutdown
313 | 313-LP-1001 | Lighting & Power LV | Tarea 736 | Weeks | 26 |  | INSPE | LELV - Electrician | 2 | 1 | 26W INSPE ELEC 313-LP-1001 PISO4 OFF | OFF | 0 | 3 | 26W_Plant_Shutdown
313 | 313-LP-1001 | Lighting & Power LV | Tarea 737 | Weeks | 26 |  | INSPE | LELV - Electrician | 2 | 11 | 26W INSPE ELEC 313-LP-1001 PISO1 ON | ON | 2 | 3
313 | 313-LP-1001 | Lighting & Power LV | Tarea 738 | Weeks | 26 |  | INSPE | LELV - Electrician | 2 | 12 | 26W INSPE ELEC 313-LP-1001 PISO2 ON | ON | 2 | 3
313 | 313-LP-1001 | Lighting & Power LV | Tarea 739 | Weeks | 26 |  | INSPE | LELV - Electrician | 2 | 11 | 26W INSPE ELEC 313-LP-1001 PISO3 ON | ON | 2 | 3
313 | 313-LP-1001 | Lighting & Power LV | Tarea 740 | Weeks | 26 |  | INSPE | LELV - Electrician | 2 | 11 | 26W INSPE ELEC 313-LP-1001 PISO4 ON | ON | 2 | 3
313 | 313-MO-3001 | Monorail 01 Spile Bars SWL-2T | Tarea 741 | Weeks | 8 |  | CONMON | LCMT - Cond Monitor Tech | 2 | 2 | 8W CONMON MECH 313-MO-3001 ON | ON | 2 | 1
313 | 313-MO-3001 | Monorail 01 Spile Bars SWL-2T | Tarea 742 | Weeks | 8 |  | INSPE | LINT - Industrial Technician | 2 | 8 | 8W INSPE MECH 313-MO-3001 ON | ON | 2 | 1
313 | 313-MO-3002 | Monorail 02 Spile Bars SWL-2T | Tarea 743 | Weeks | 8 |  | CONMON | LCMT - Cond Monitor Tech | 2 | 2 | 8W CONMON MECH 313-MO-3002 ON | ON | 2 | 1
313 | 313-MO-3002 | Monorail 02 Spile Bars SWL-2T | Tarea 744 | Weeks | 8 |  | INSPE | LINT - Industrial Technician | 2 | 8 | 8W INSPE MECH 313-MO-3002 ON | ON | 2 | 1
313 | 313-MO-4001 | Monorail 01 Spile Bars SWL-2T | Tarea 745 | Weeks | 8 |  | CONMON | LCMT - Cond Monitor Tech | 2 | 2 | 8W CONMON MECH 313-MO-4001 ON | ON | 2 | 1
313 | 313-MO-4001 | Monorail 01 Spile Bars SWL-2T | Tarea 746 | Weeks | 8 |  | INSPE | LINT - Industrial Technician | 2 | 8 | 8W INSPE MECH 313-MO-4001 ON | ON | 2 | 1
313 | 313-MO-4002 | Monorail 02 Spile Bars SWL-2T | Tarea 747 | Weeks | 8 |  | CONMON | LCMT - Cond Monitor Tech | 2 | 2 | 8W CONMON MECH 313-MO-4002 ON | ON | 2 | 1
313 | 313-MO-4002 | Monorail 02 Spile Bars SWL-2T | Tarea 748 | Weeks | 8 |  | INSPE | LINT - Industrial Technician | 2 | 8 | 8W INSPE MECH 313-MO-4002 ON | ON | 2 | 1
313 | 313-MO-9001 | Monorail 01 Recrush Crusher 01 | Tarea 749 | Weeks | 8 |  | CONMON | LCMT - Cond Monitor Tech | 2 | 2 | 8W CONMON MECH 313-MO-9001 ON | ON | 2 | 1
313 | 313-MO-9001 | Monorail 01 Recrush Crusher 01 | Tarea 750 | Weeks | 8 |  | INSPE | LINT - Industrial Technician | 2 | 8 | 8W INSPE MECH 313-MO-9001 ON | ON | 2 | 1
313 | 313-MO-9002 | Monorail 02 Recrush Crusher 02 | Tarea 751 | Weeks | 8 |  | CONMON | LCMT - Cond Monitor Tech | 2 | 2 | 8W CONMON MECH 313-MO-9002 ON | ON | 2 | 1
313 | 313-MO-9002 | Monorail 02 Recrush Crusher 02 | Tarea 752 | Weeks | 8 |  | INSPE | LINT - Industrial Technician | 2 | 8 | 8W INSPE MECH 313-MO-9002 ON | ON | 2 | 1
313 | 313-MO-9003 | Monorail 03 Recrush Crusher 03 | Tarea 753 | Weeks | 8 |  | CONMON | LCMT - Cond Monitor Tech | 2 | 2 | 8W CONMON MECH 313-MO-9003 ON | ON | 2 | 1
313 | 313-MO-9003 | Monorail 03 Recrush Crusher 03 | Tarea 754 | Weeks | 8 |  | INSPE | LINT - Industrial Technician | 2 | 8 | 8W INSPE MECH 313-MO-9003 ON | ON | 2 | 1
313 | 313-MO-9004 | Monorail 04 Recrush Crusher 04 | Tarea 755 | Weeks | 8 |  | CONMON | LCMT - Cond Monitor Tech | 2 | 2 | 8W CONMON MECH 313-MO-9004 ON | ON | 2 | 1
313 | 313-MO-9004 | Monorail 04 Recrush Crusher 04 | Tarea 756 | Weeks | 8 |  | INSPE | LINT - Industrial Technician | 2 | 8 | 8W INSPE MECH 313-MO-9004 ON | ON | 2 | 1
313 | 313-MO-9005 | Monorail Spile Bar Trolley 01 | Tarea 757 | Weeks | 8 |  | CONMON | LCMT - Cond Monitor Tech | 2 | 2 | 8W CONMON MECH 313-MO-9005 ON | ON | 2 | 1
313 | 313-MO-9005 | Monorail Spile Bar Trolley 01 | Tarea 758 | Weeks | 8 |  | INSPE | LINT - Industrial Technician | 2 | 8 | 8W INSPE MECH 313-MO-9005 ON | ON | 2 | 1
313 | 313-MO-9006 | Monorail Spile Bar Trolley 02 | Tarea 759 | Weeks | 8 |  | CONMON | LCMT - Cond Monitor Tech | 2 | 2 | 8W CONMON MECH 313-MO-9006 ON | ON | 2 | 1
313 | 313-MO-9006 | Monorail Spile Bar Trolley 02 | Tarea 760 | Weeks | 8 |  | INSPE | LINT - Industrial Technician | 2 | 8 | 8W INSPE MECH 313-MO-9006 ON | ON | 2 | 1
313 | 313-MO-9007 | Monorail Spile Bar Trolley 01 | Tarea 761 | Weeks | 8 |  | CONMON | LCMT - Cond Monitor Tech | 2 | 2 | 8W CONMON MECH 313-MO-9007 ON | ON | 2 | 1
313 | 313-MO-9007 | Monorail Spile Bar Trolley 01 | Tarea 762 | Weeks | 8 |  | INSPE | LINT - Industrial Technician | 2 | 8 | 8W INSPE MECH 313-MO-9007 ON | ON | 2 | 1
313 | 313-MO-9008 | Monorail Spile Bar Trolley 02 | Tarea 763 | Weeks | 8 |  | CONMON | LCMT - Cond Monitor Tech | 2 | 2 | 8W CONMON MECH 313-MO-9008 ON | ON | 2 | 1
313 | 313-MO-9008 | Monorail Spile Bar Trolley 02 | Tarea 764 | Weeks | 8 |  | INSPE | LINT - Industrial Technician | 2 | 8 | 8W INSPE MECH 313-MO-9008 ON | ON | 2 | 1
313 | 313-MO-9009 | Monorail 01 Trolley 01 SWL-5T | Tarea 765 | Weeks | 8 |  | CONMON | LCMT - Cond Monitor Tech | 2 | 2 | 8W CONMON MECH 313-MO-9009 ON | ON | 2 | 1
313 | 313-MO-9009 | Monorail 01 Trolley 01 SWL-5T | Tarea 766 | Weeks | 8 |  | INSPE | LINT - Industrial Technician | 2 | 8 | 8W INSPE MECH 313-MO-9009 ON | ON | 2 | 1
313 | 313-MO-9010 | Monorail 02 Trolley 02 SWL-5T | Tarea 767 | Weeks | 8 |  | CONMON | LCMT - Cond Monitor Tech | 2 | 2 | 8W CONMON MECH 313-MO-9010 ON | ON | 2 | 1
313 | 313-MO-9010 | Monorail 02 Trolley 02 SWL-5T | Tarea 768 | Weeks | 8 |  | INSPE | LINT - Industrial Technician | 2 | 8 | 8W INSPE MECH 313-MO-9010 ON | ON | 2 | 1
313 | 313-MO-9011 | Monorail Removable Platform 03 | Tarea 769 | Weeks | 8 |  | CONMON | LCMT - Cond Monitor Tech | 2 | 2 | 8W CONMON MECH 313-MO-9011 ON | ON | 2 | 1
313 | 313-MO-9011 | Monorail Removable Platform 03 | Tarea 770 | Weeks | 8 |  | INSPE | LINT - Industrial Technician | 2 | 8 | 8W INSPE MECH 313-MO-9011 ON | ON | 2 | 1
313 | 313-MO-9012 | Monorail Removable Platform 02 | Tarea 771 | Weeks | 8 |  | CONMON | LCMT - Cond Monitor Tech | 2 | 2 | 8W CONMON MECH 313-MO-9012 ON | ON | 2 | 1
313 | 313-MO-9012 | Monorail Removable Platform 02 | Tarea 772 | Weeks | 8 |  | INSPE | LINT - Industrial Technician | 2 | 8 | 8W INSPE MECH 313-MO-9012 ON | ON | 2 | 1
313 | 313-MO-9013 | Monorail Removable Platform 04 | Tarea 773 | Weeks | 8 |  | CONMON | LCMT - Cond Monitor Tech | 2 | 2 | 8W CONMON MECH 313-MO-9013 ON | ON | 2 | 1
313 | 313-MO-9013 | Monorail Removable Platform 04 | Tarea 774 | Weeks | 8 |  | INSPE | LINT - Industrial Technician | 2 | 8 | 8W INSPE MECH 313-MO-9013 ON | ON | 2 | 1
313 | 313-MO-9014 | Monorail Removable Platform 05 | Tarea 775 | Weeks | 8 |  | CONMON | LCMT - Cond Monitor Tech | 2 | 2 | 8W CONMON MECH 313-MO-9014 ON | ON | 2 | 1
313 | 313-MO-9014 | Monorail Removable Platform 05 | Tarea 776 | Weeks | 8 |  | INSPE | LINT - Industrial Technician | 2 | 8 | 8W INSPE MECH 313-MO-9014 ON | ON | 2 | 1
313 | 313-MO-9015 | Monorail Removable Platform 06 | Tarea 777 | Weeks | 8 |  | CONMON | LCMT - Cond Monitor Tech | 2 | 2 | 8W CONMON MECH 313-MO-9015 ON | ON | 2 | 1
313 | 313-MO-9015 | Monorail Removable Platform 06 | Tarea 778 | Weeks | 8 |  | INSPE | LINT - Industrial Technician | 2 | 8 | 8W INSPE MECH 313-MO-9015 ON | ON | 2 | 1
313 | 313-MO-9016 | Monorail 01 Spile bar Hoppr 01 | Tarea 779 | Weeks | 8 |  | CONMON | LCMT - Cond Monitor Tech | 2 | 2 | 8W CONMON MECH 313-MO-9016 ON | ON | 2 | 1
313 | 313-MO-9016 | Monorail 01 Spile bar Hoppr 01 | Tarea 780 | Weeks | 8 |  | INSPE | LINT - Industrial Technician | 2 | 8 | 8W INSPE MECH 313-MO-9016 ON | ON | 2 | 1
313 | 313-MO-9017 | Monorail 02 Spile bar Hoppr 01 | Tarea 781 | Weeks | 8 |  | CONMON | LCMT - Cond Monitor Tech | 2 | 2 | 8W CONMON MECH 313-MO-9017 ON | ON | 2 | 1
313 | 313-MO-9017 | Monorail 02 Spile bar Hoppr 01 | Tarea 782 | Weeks | 8 |  | INSPE | LINT - Industrial Technician | 2 | 8 | 8W INSPE MECH 313-MO-9017 ON | ON | 2 | 1
313 | 313-MO-9018 | Monorail 01 Spile bar Hoppr 02 | Tarea 783 | Weeks | 8 |  | CONMON | LCMT - Cond Monitor Tech | 2 | 2 | 8W CONMON MECH 313-MO-9018 ON | ON | 2 | 1
313 | 313-MO-9018 | Monorail 01 Spile bar Hoppr 02 | Tarea 784 | Weeks | 8 |  | INSPE | LINT - Industrial Technician | 2 | 8 | 8W INSPE MECH 313-MO-9018 ON | ON | 2 | 1
313 | 313-MO-9019 | Monorail 02 Spile bar Hoppr 02 | Tarea 785 | Weeks | 8 |  | CONMON | LCMT - Cond Monitor Tech | 2 | 2 | 8W CONMON MECH 313-MO-9019 ON | ON | 2 | 1
313 | 313-MO-9019 | Monorail 02 Spile bar Hoppr 02 | Tarea 786 | Weeks | 8 |  | INSPE | LINT - Industrial Technician | 2 | 8 | 8W INSPE MECH 313-MO-9019 ON | ON | 2 | 1
313 | 313-MO-9020 | Monorail 01 ByPass Feeder 01 | Tarea 787 | Weeks | 8 |  | CONMON | LCMT - Cond Monitor Tech | 2 | 2 | 8W CONMON MECH 313-MO-9020 ON | ON | 2 | 1
313 | 313-MO-9020 | Monorail 01 ByPass Feeder 01 | Tarea 788 | Weeks | 8 |  | INSPE | LINT - Industrial Technician | 2 | 8 | 8W INSPE MECH 313-MO-9020 ON | ON | 2 | 1
313 | 313-MO-9021 | Monorail 01 ByPass Feeder 02 | Tarea 789 | Weeks | 8 |  | CONMON | LCMT - Cond Monitor Tech | 2 | 2 | 8W CONMON MECH 313-MO-9021 ON | ON | 2 | 1
313 | 313-MO-9021 | Monorail 01 ByPass Feeder 02 | Tarea 790 | Weeks | 8 |  | INSPE | LINT - Industrial Technician | 2 | 8 | 8W INSPE MECH 313-MO-9021 ON | ON | 2 | 1
313 | 313-MO-9022 | Monorail 02 ByPass Feeder 01 | Tarea 791 | Weeks | 8 |  | CONMON | LCMT - Cond Monitor Tech | 2 | 2 | 8W CONMON MECH 313-MO-9022 ON | ON | 2 | 1
313 | 313-MO-9022 | Monorail 02 ByPass Feeder 01 | Tarea 792 | Weeks | 8 |  | INSPE | LINT - Industrial Technician | 2 | 8 | 8W INSPE MECH 313-MO-9022 ON | ON | 2 | 1
313 | 313-MO-9023 | Monorail 03 Head ByPass Fdr 01 | Tarea 793 | Weeks | 8 |  | CONMON | LCMT - Cond Monitor Tech | 2 | 2 | 8W CONMON MECH 313-MO-9023 ON | ON | 2 | 1
313 | 313-MO-9023 | Monorail 03 Head ByPass Fdr 01 | Tarea 794 | Weeks | 8 |  | INSPE | LINT - Industrial Technician | 2 | 8 | 8W INSPE MECH 313-MO-9023 ON | ON | 2 | 1
313 | 313-MO-9101 | Monorail 01 Pulley 313-PL-1003 | Tarea 795 | Weeks | 8 |  | CONMON | LCMT - Cond Monitor Tech | 2 | 2 | 8W CONMON MECH 313MO9100/200 ON | ON | 2 | 1
313 | 313-MO-9101 | Monorail 01 Pulley 313-PL-1003 | Tarea 796 | Weeks | 8 |  | INSPE | LINT - Industrial Technician | 2 | 8 | 8W INSPE MECH 313MO9100/200 ON | ON | 2 | 1
313 | 313-MO-9102 | Monorail 02 Pulley 313-PL-1005 | Tarea 797 | Weeks | 8 |  | CONMON | LCMT - Cond Monitor Tech | 2 | 2 | 8W CONMON MECH 313MO9100/200 ON | ON | 2 | 1
313 | 313-MO-9102 | Monorail 02 Pulley 313-PL-1005 | Tarea 798 | Weeks | 8 |  | INSPE | LINT - Industrial Technician | 2 | 8 | 8W INSPE MECH 313MO9100/200 ON | ON | 2 | 1
313 | 313-MO-9103 | Monorail 01 SWL-2T Ore Transfr | Tarea 799 | Weeks | 8 |  | CONMON | LCMT - Cond Monitor Tech | 2 | 2 | 8W CONMON MECH 313MO9100/200 ON | ON | 2 | 1
313 | 313-MO-9103 | Monorail 01 SWL-2T Ore Transfr | Tarea 800 | Weeks | 8 |  | INSPE | LINT - Industrial Technician | 2 | 8 | 8W INSPE MECH 313MO9100/200 ON | ON | 2 | 1
313 | 313-MO-9104 | Monorail 02 SWL-2T Ore Transfr | Tarea 801 | Weeks | 8 |  | CONMON | LCMT - Cond Monitor Tech | 2 | 2 | 8W CONMON MECH 313MO9100/200 ON | ON | 2 | 1
313 | 313-MO-9104 | Monorail 02 SWL-2T Ore Transfr | Tarea 802 | Weeks | 8 |  | INSPE | LINT - Industrial Technician | 2 | 8 | 8W INSPE MECH 313MO9100/200 ON | ON | 2 | 1
313 | 313-MO-9105 | Monorail 03 SWL-2T Ore Transfr | Tarea 803 | Weeks | 8 |  | CONMON | LCMT - Cond Monitor Tech | 2 | 2 | 8W CONMON MECH 313MO9100/200 ON | ON | 2 | 1
313 | 313-MO-9105 | Monorail 03 SWL-2T Ore Transfr | Tarea 804 | Weeks | 8 |  | INSPE | LINT - Industrial Technician | 2 | 8 | 8W INSPE MECH 313MO9100/200 ON | ON | 2 | 1
313 | 313-MO-9106 | Monorail 04 SWL-2T Ore Transfr | Tarea 805 | Weeks | 8 |  | CONMON | LCMT - Cond Monitor Tech | 2 | 2 | 8W CONMON MECH 313MO9100/200 ON | ON | 2 | 1
313 | 313-MO-9106 | Monorail 04 SWL-2T Ore Transfr | Tarea 806 | Weeks | 8 |  | INSPE | LINT - Industrial Technician | 2 | 8 | 8W INSPE MECH 313MO9100/200 ON | ON | 2 | 1
313 | 313-MO-9107 | Monorail 01 3T Belt Vulcaniser | Tarea 807 | Weeks | 8 |  | CONMON | LCMT - Cond Monitor Tech | 2 | 2 | 8W CONMON MECH 313MO9100/200 ON | ON | 2 | 1
313 | 313-MO-9107 | Monorail 01 3T Belt Vulcaniser | Tarea 808 | Weeks | 8 |  | INSPE | LINT - Industrial Technician | 2 | 8 | 8W INSPE MECH 313MO9100/200 ON | ON | 2 | 1
313 | 313-MO-9108 | Monorail 02 5T Belt Vulcaniser | Tarea 809 | Weeks | 8 |  | CONMON | LCMT - Cond Monitor Tech | 2 | 2 | 8W CONMON MECH 313MO9100/200 ON | ON | 2 | 1
313 | 313-MO-9108 | Monorail 02 5T Belt Vulcaniser | Tarea 810 | Weeks | 8 |  | INSPE | LINT - Industrial Technician | 2 | 8 | 8W INSPE MECH 313MO9100/200 ON | ON | 2 | 1
313 | 313-MO-9201 | Monorail 01 Pulley 313-PL-2003 | Tarea 811 | Weeks | 8 |  | CONMON | LCMT - Cond Monitor Tech | 2 | 2 | 8W CONMON MECH 313MO9100/200 ON | ON | 2 | 1
313 | 313-MO-9201 | Monorail 01 Pulley 313-PL-2003 | Tarea 812 | Weeks | 8 |  | INSPE | LINT - Industrial Technician | 2 | 8 | 8W INSPE MECH 313MO9100/200 ON | ON | 2 | 1
313 | 313-MO-9202 | Monorail 02 Pulley 313-PL-2005 | Tarea 813 | Weeks | 8 |  | CONMON | LCMT - Cond Monitor Tech | 2 | 2 | 8W CONMON MECH 313MO9100/200 ON | ON | 2 | 1
313 | 313-MO-9202 | Monorail 02 Pulley 313-PL-2005 | Tarea 814 | Weeks | 8 |  | INSPE | LINT - Industrial Technician | 2 | 8 | 8W INSPE MECH 313MO9100/200 ON | ON | 2 | 1
313 | 313-MO-9203 | Monorail 01 SWL-2T Ore Transfr | Tarea 815 | Weeks | 8 |  | CONMON | LCMT - Cond Monitor Tech | 2 | 2 | 8W CONMON MECH 313MO9100/200 ON | ON | 2 | 1
313 | 313-MO-9203 | Monorail 01 SWL-2T Ore Transfr | Tarea 816 | Weeks | 8 |  | INSPE | LINT - Industrial Technician | 2 | 8 | 8W INSPE MECH 313MO9100/200 ON | ON | 2 | 1
313 | 313-MO-9204 | Monorail 02 SWL-2T Ore Transfr | Tarea 817 | Weeks | 8 |  | CONMON | LCMT - Cond Monitor Tech | 2 | 2 | 8W CONMON MECH 313MO9100/200 ON | ON | 2 | 1
313 | 313-MO-9204 | Monorail 02 SWL-2T Ore Transfr | Tarea 818 | Weeks | 8 |  | INSPE | LINT - Industrial Technician | 2 | 8 | 8W INSPE MECH 313MO9100/200 ON | ON | 2 | 1
313 | 313-MO-9205 | Monorail 03 SWL-2T Ore Transfr | Tarea 819 | Weeks | 8 |  | CONMON | LCMT - Cond Monitor Tech | 2 | 2 | 8W CONMON MECH 313MO9100/200 ON | ON | 2 | 1
313 | 313-MO-9205 | Monorail 03 SWL-2T Ore Transfr | Tarea 820 | Weeks | 8 |  | INSPE | LINT - Industrial Technician | 2 | 8 | 8W INSPE MECH 313MO9100/200 ON | ON | 2 | 1
313 | 313-MO-9206 | Monorail 04 SWL-2T Ore Transfr | Tarea 821 | Weeks | 8 |  | CONMON | LCMT - Cond Monitor Tech | 2 | 2 | 8W CONMON MECH 313MO9100/200 ON | ON | 2 | 1
313 | 313-MO-9206 | Monorail 04 SWL-2T Ore Transfr | Tarea 822 | Weeks | 8 |  | INSPE | LINT - Industrial Technician | 2 | 8 | 8W INSPE MECH 313MO9100/200 ON | ON | 2 | 1
313 | 313-MO-9207 | Monorail 01 3T Belt Vulcaniser | Tarea 823 | Weeks | 8 |  | CONMON | LCMT - Cond Monitor Tech | 2 | 2 | 8W CONMON MECH 313MO9100/200 ON | ON | 2 | 1
313 | 313-MO-9207 | Monorail 01 3T Belt Vulcaniser | Tarea 824 | Weeks | 8 |  | INSPE | LINT - Industrial Technician | 2 | 8 | 8W INSPE MECH 313MO9100/200 ON | ON | 2 | 1
313 | 313-MO-9208 | Monorail 02 5T Belt Vulcaniser | Tarea 825 | Weeks | 8 |  | CONMON | LCMT - Cond Monitor Tech | 2 | 2 | 8W CONMON MECH 313MO9100/200 ON | ON | 2 | 1
313 | 313-MO-9208 | Monorail 02 5T Belt Vulcaniser | Tarea 826 | Weeks | 8 |  | INSPE | LINT - Industrial Technician | 2 | 8 | 8W INSPE MECH 313MO9100/200 ON | ON | 2 | 1
313 | 313-PI-1001 | Piping & Valves Sec Crushing | Tarea 827 | Weeks | 52 |  | CONMON | LCMT - Cond Monitor Tech | 2 | 4.5 | 52W CONMON MECH PIPING & VAL ON | ON | 2 | 3
313 | 313-PI-1001 | Piping & Valves Sec Crushing | Tarea 828 | Weeks | 52 |  | INSPE | LINT - Industrial Technician | 2 | 10 | 52W INSPE MECH PIPING & VAL OFF | OFF | 0 | 3 | 52W_Plant_Shutdown
313 | 313-PP-9028 | Pump 01 Sec Crushing Clean Up | Tarea 829 | Weeks | 1 |  | INSPE | LINT - Industrial Technician | 2 | 0.5 | 1W INSPE MECH BOMBA CENTRIFUGA ON | ON | 0 | 2
313 | 313-PP-9028 | Pump 01 Sec Crushing Clean Up | Tarea 830 | Weeks | 4 |  | CONMON | LCMT - Cond Monitor Tech | 2 | 3 | 4W CONMON ELEC BOMBA CENTRIFUGA ON | ON | 1 | 2
313 | 313-PP-9028 | Pump 01 Sec Crushing Clean Up | Tarea 831 | Weeks | 4 |  | CONMON | LCMT - Cond Monitor Tech | 2 | 8 | 4W CONMON MECH BOMBA CENTRIFUGA ON | ON | 1 | 2
313 | 313-PP-9028 | Pump 01 Sec Crushing Clean Up | Tarea 832 | Weeks | 4 |  | INSPE | LCRP - C&I Technician | 2 | 1 | 4W INSPE INSTR BOMBA CENTRIFUGA OFF | OFF | 1 | 2
313 | 313-PP-9028 | Pump 01 Sec Crushing Clean Up | Tarea 833 | Weeks | 4 |  | INSPE | LCRP - C&I Technician | 2 | 2 | 4W INSPE INSTR BOMBA CENTRIFUGA ON | ON | 1 | 2
313 | 313-PP-9028 | Pump 01 Sec Crushing Clean Up | Tarea 834 | Weeks | 4 |  | INSPE | LINT - Industrial Technician | 2 | 2.5 | 4W INSPE MECH BOMBA CENTRIGUGA OFF | OFF | 1 | 2
313 | 313-PP-9028 | Pump 01 Sec Crushing Clean Up | Tarea 835 | Weeks | 4 |  | INSPE | LINT - Industrial Technician | 2 | 4 | 4W INSPE MECH BOMBA CENTRIFUGA ON | ON | 1 | 2
313 | 313-PP-9028 | Pump 01 Sec Crushing Clean Up | Tarea 836 | Weeks | 4 |  | MANT | LLUB - Lube Technician | 2 | 1 | 4W MANT LUBE BOMBA CENTRIFUGA ON | ON | 1 | 2
313 | 313-PP-9028 | Pump 01 Sec Crushing Clean Up | Tarea 837 | Weeks | 13 |  | MANT | LCRP - C&I Technician | 2 | 1.5 | 13W MANT INSTR BOMBA CENTRIFUGA ON | ON | 2 | 2
313 | 313-PP-9028 | Pump 01 Sec Crushing Clean Up | Tarea 838 | Weeks | 13 |  | INSPE | LINT - Industrial Technician | 2 | 21 | 13W INSPE MECH BOMBA CENTRIGUGA OFF | OFF | 0 | 2 | 13W_Plant_Shutdown
313 | 313-PP-9028 | Pump 01 Sec Crushing Clean Up | Tarea 839 | Weeks | 13 |  | INSPE | LINT - Industrial Technician | 2 | 12 | 13W INSPE MECH BOMBA CENTRIFUGA ON | ON | 2 | 2
313 | 313-PP-9028 | Pump 01 Sec Crushing Clean Up | Tarea 840 | Weeks | 26 |  | INSPE | LINT - Industrial Technician | 2 | 1 | 26W INSPE MECH BOMBA CENTRIGUGA OFF | OFF | 0 | 2 | 26W_Plant_Shutdown
313 | 313-PP-9028 | Pump 01 Sec Crushing Clean Up | Tarea 841 | Weeks | 26 |  | INSPE | LELV - Electrician | 2 | 5.5 | 26W INSPE ELEC BOMBA CENTRIFUGA OFF | OFF | 0 | 2 | 26W_Plant_Shutdown
313 | 313-PP-9029 | Pump 02 Sec Crushing Clean Up | Tarea 842 | Weeks | 1 |  | INSPE | LINT - Industrial Technician | 2 | 0.5 | 1W INSPE MECH BOMBA CENTRIFUGA ON | ON | 0 | 2
313 | 313-PP-9029 | Pump 02 Sec Crushing Clean Up | Tarea 843 | Weeks | 4 |  | CONMON | LCMT - Cond Monitor Tech | 2 | 3 | 4W CONMON ELEC BOMBA CENTRIFUGA ON | ON | 1 | 2
313 | 313-PP-9029 | Pump 02 Sec Crushing Clean Up | Tarea 844 | Weeks | 4 |  | CONMON | LCMT - Cond Monitor Tech | 2 | 8 | 4W CONMON MECH BOMBA CENTRIFUGA ON | ON | 1 | 2
313 | 313-PP-9029 | Pump 02 Sec Crushing Clean Up | Tarea 845 | Weeks | 4 |  | INSPE | LCRP - C&I Technician | 2 | 1 | 4W INSPE INSTR BOMBA CENTRIFUGA OFF | OFF | 1 | 2
313 | 313-PP-9029 | Pump 02 Sec Crushing Clean Up | Tarea 846 | Weeks | 4 |  | INSPE | LCRP - C&I Technician | 2 | 2 | 4W INSPE INSTR BOMBA CENTRIFUGA ON | ON | 1 | 2
313 | 313-PP-9029 | Pump 02 Sec Crushing Clean Up | Tarea 847 | Weeks | 4 |  | INSPE | LINT - Industrial Technician | 2 | 2.5 | 4W INSPE MECH BOMBA CENTRIGUGA OFF | OFF | 1 | 2
313 | 313-PP-9029 | Pump 02 Sec Crushing Clean Up | Tarea 848 | Weeks | 4 |  | INSPE | LINT - Industrial Technician | 2 | 4 | 4W INSPE MECH BOMBA CENTRIFUGA ON | ON | 1 | 2
313 | 313-PP-9029 | Pump 02 Sec Crushing Clean Up | Tarea 849 | Weeks | 4 |  | MANT | LLUB - Lube Technician | 2 | 1 | 4W MANT LUBE BOMBA CENTRIFUGA ON | ON | 1 | 2
313 | 313-PP-9029 | Pump 02 Sec Crushing Clean Up | Tarea 850 | Weeks | 13 |  | MANT | LCRP - C&I Technician | 2 | 1.5 | 13W MANT INSTR BOMBA CENTRIFUGA ON | ON | 2 | 2
313 | 313-PP-9029 | Pump 02 Sec Crushing Clean Up | Tarea 851 | Weeks | 13 |  | INSPE | LINT - Industrial Technician | 2 | 21 | 13W INSPE MECH BOMBA CENTRIGUGA OFF | OFF | 0 | 2 | 13W_Plant_Shutdown
313 | 313-PP-9029 | Pump 02 Sec Crushing Clean Up | Tarea 852 | Weeks | 13 |  | INSPE | LINT - Industrial Technician | 2 | 12 | 13W INSPE MECH BOMBA CENTRIFUGA ON | ON | 2 | 2
313 | 313-PP-9029 | Pump 02 Sec Crushing Clean Up | Tarea 853 | Weeks | 26 |  | INSPE | LINT - Industrial Technician | 2 | 1 | 26W INSPE MECH BOMBA CENTRIGUGA OFF | OFF | 0 | 2 | 26W_Plant_Shutdown
313 | 313-PP-9029 | Pump 02 Sec Crushing Clean Up | Tarea 854 | Weeks | 26 |  | INSPE | LELV - Electrician | 2 | 5.5 | 26W INSPE ELEC BOMBA CENTRIFUGA OFF | OFF | 0 | 2 | 26W_Plant_Shutdown
313 | 313-ST-3101 | Structure Sec & Tert Crushing | Tarea 855 | Weeks | 52 |  | TOPOG | LCMT - Cond Monitor Tech | 2 | 5 | 52W TOPOG ESTRUCTURAS PISO1 ON | ON | 2 | 3
313 | 313-ST-3101 | Structure Sec & Tert Crushing | Tarea 856 | Weeks | 52 |  | TOPOG | LCMT - Cond Monitor Tech | 2 | 5 | 52W TOPOG ESTRUCTURAS PISO2 ON | ON | 2 | 3
313 | 313-ST-3101 | Structure Sec & Tert Crushing | Tarea 857 | Weeks | 52 |  | TOPOG | LCMT - Cond Monitor Tech | 2 | 5 | 52W TOPOG ESTRUCTURAS PISO3 ON | ON | 2 | 3
313 | 313-ST-3101 | Structure Sec & Tert Crushing | Tarea 858 | Weeks | 52 |  | TOPOG | LCMT - Cond Monitor Tech | 2 | 5 | 52W TOPOG ESTRUCTURAS PISO4 ON | ON | 2 | 3
313 | 313-ST-3101 | Structure Sec & Tert Crushing | Tarea 859 | Weeks | 52 |  | CONMON | LINT - Industrial Technician | 2 | 4 | 52W CONMON ESTRUCTURAS PISO1 ON | ON | 2 | 3
313 | 313-ST-3101 | Structure Sec & Tert Crushing | Tarea 860 | Weeks | 52 |  | CONMON | LINT - Industrial Technician | 2 | 4 | 52W CONMON ESTRUCTURAS PISO2 ON | ON | 2 | 3
313 | 313-ST-3101 | Structure Sec & Tert Crushing | Tarea 861 | Weeks | 52 |  | CONMON | LINT - Industrial Technician | 2 | 4 | 52W CONMON ESTRUCTURAS PISO3 ON | ON | 2 | 3
313 | 313-ST-3101 | Structure Sec & Tert Crushing | Tarea 862 | Weeks | 52 |  | CONMON | LINT - Industrial Technician | 2 | 4 | 52W CONMON ESTRUCTURAS PISO4 ON | ON | 2 | 3
313 | 313-VS-9001 | Receiver Air Sec& Recrush Area | Tarea 863 | Weeks | 4 |  | INSPE | LCRP - C&I Technician | 2 | 1 | 4W INSPE INST 313VS9001 ON | ON | 1 | 2
313 | 313-VS-9001 | Receiver Air Sec& Recrush Area | Tarea 864 | Weeks | 4 |  | INSPE | LINT - Industrial Technician | 2 | 1.5 | 4W INSPE MECH 313VS9001 ON | ON | 1 | 2
313 | 313-VS-9001 | Receiver Air Sec& Recrush Area | Tarea 865 | Weeks | 13 |  | INSPE | LCRP - C&I Technician | 2 | 1 | 13W INSPE INST 313VS9001 ON | ON | 2 | 2
313 | 313-VS-9001 | Receiver Air Sec& Recrush Area | Tarea 866 | Weeks | 13 |  | INSPE | LINT - Industrial Technician | 2 | 3 | 13W INSPE MECH 313VS9001 OFF | OFF | 2 | 2
313 | 313-VS-9001 | Receiver Air Sec& Recrush Area | Tarea 867 | Weeks | 13 |  | INSPE | LINT - Industrial Technician | 2 | 6 | 13W INSPE MECH 313VS9001 ON | ON | 2 | 2
313 | 313-VS-9001 | Receiver Air Sec& Recrush Area | Tarea 868 | Weeks | 52 |  | CONMON | LCMT - Cond Monitor Tech | 2 | 1.5 | 52W CONMON 313VS9001 OFF | OFF | 2 | 2
313 | 313-VS-9001 | Receiver Air Sec& Recrush Area | Tarea 869 | Weeks | 52 |  | INSPE | LCRP - C&I Technician | 2 | 1 | 52W INSPE INST 313VS9001 OFF | OFF | 2 | 2
313 | 313-VS-9001 | Receiver Air Sec& Recrush Area | Tarea 870 | Weeks | 52 |  | MANT | LCRP - C&I Technician | 2 | 2.5 | 52W MANT INST 313VS9001 OFF | OFF | 2 | 2
Note on A1: [Comentario encadenado] Tu versión de Excel te permite leer este comentario encadenado; sin embargo, las ediciones que se apliquen se quitarán si el archivo se abre en una versión más reciente de Excel. Más información: https://go.microsoft.com/fwlink/?linkid=870924 Comentario: Area
Note on B1: [Comentario encadenado] Tu versión de Excel te permite leer este comentario encadenado; sin embargo, las ediciones que se apliquen se quitarán si el archivo se abre en una versión más reciente de Excel. Más información: https://go.microsoft.com/fwlink/?linkid=870924 Comentario: Tag
Note on C1: [Comentario encadenado] Tu versión de Excel te permite leer este comentario encadenado; sin embargo, las ediciones que se apliquen se quitarán si el archivo se abre en una versión más reciente de Excel. Más información: https://go.microsoft.com/fwlink/?linkid=870924 Comentario: Equipo
Note on E1: [Comentario encadenado] Tu versión de Excel te permite leer este comentario encadenado; sin embargo, las ediciones que se apliquen se quitarán si el archivo se abre en una versión más reciente de Excel. Más información: https://go.microsoft.com/fwlink/?linkid=870924 Comentario: Unidad de la Frecuencia ("Weeks" or "Hours")
Note on F1: [Comentario encadenado] Tu versión de Excel te permite leer este comentario encadenado; sin embargo, las ediciones que se apliquen se quitarán si el archivo se abre en una versión más reciente de Excel. Más información: https://go.microsoft.com/fwlink/?linkid=870924 Comentario: Frecuencia
Note on G1: [Comentario encadenado] Tu versión de Excel te permite leer este comentario encadenado; sin embargo, las ediciones que se apliquen se quitarán si el archivo se abre en una versión más reciente de Excel. Más información: https://go.microsoft.com/fwlink/?linkid=870924 Comentario: Uso diario promedio
Note on H1: [Comentario encadenado] Tu versión de Excel te permite leer este comentario encadenado; sin embargo, las ediciones que se apliquen se quitarán si el archivo se abre en una versión más reciente de Excel. Más información: https://go.microsoft.com/fwlink/?linkid=870924 Comentario: Tipo de Trabajo
Note on I1: [Comentario encadenado] Tu versión de Excel te permite leer este comentario encadenado; sin embargo, las ediciones que se apliquen se quitarán si el archivo se abre en una versión más reciente de Excel. Más información: https://go.microsoft.com/fwlink/?linkid=870924 Comentario: Puesto de trabajo
Note on J1: [Comentario encadenado] Tu versión de Excel te permite leer este comentario encadenado; sin embargo, las ediciones que se apliquen se quitarán si el archivo se abre en una versión más reciente de Excel. Más información: https://go.microsoft.com/fwlink/?linkid=870924 Comentario: Cant. de personas
Note on K1: [Comentario encadenado] Tu versión de Excel te permite leer este comentario encadenado; sin embargo, las ediciones que se apliquen se quitarán si el archivo se abre en una versión más reciente de Excel. Más información: https://go.microsoft.com/fwlink/?linkid=870924 Comentario: HH
Note on L1: [Comentario encadenado] Tu versión de Excel te permite leer este comentario encadenado; sin embargo, las ediciones que se apliquen se quitarán si el archivo se abre en una versión más reciente de Excel. Más información: https://go.microsoft.com/fwlink/?linkid=870924 Comentario: Operación
Note on M1: [Comentario encadenado] Tu versión de Excel te permite leer este comentario encadenado; sin embargo, las ediciones que se apliquen se quitarán si el archivo se abre en una versión más reciente de Excel. Más información: https://go.microsoft.com/fwlink/?linkid=870924 Comentario: Modo de Operación
Note on N1: [Comentario encadenado] Tu versión de Excel te permite leer este comentario encadenado; sin embargo, las ediciones que se apliquen se quitarán si el archivo se abre en una versión más reciente de Excel. Más información: https://go.microsoft.com/fwlink/?linkid=870924 Comentario: 0=Fijo o Paradas de Planta, misma unidad definida en Frequency_Unit
Note on O1: [Comentario encadenado] Tu versión de Excel te permite leer este comentario encadenado; sin embargo, las ediciones que se apliquen se quitarán si el archivo se abre en una versión más reciente de Excel. Más información: https://go.microsoft.com/fwlink/?linkid=870924 Comentario: 1 (Bajo), 2(Medio) y 3 (Alto)