## Hoja1
Area | Location_Code | Location_Description | Frequency_Unit | Frequency_Value | Average_Daily_Usage | Type_Work | Labour | Labour_Required | Work | Operation | Operation Mode | Maximum_Tolerance_Value | Criticality | Shutdown_Anchor_ID
313 | 313-110 | OHL 34.5kV Secondary Crushing | Weeks | 26 |  | CONMON | LCMT - Cond Monitor Tech | 2 | 4.5 | 26W CONMON ELEC L. DISTRIBUI ON | ON | 2 | 2
313 | 313-110 | OHL 34.5kV Secondary Crushing | Weeks | 26 |  | INSPE | LELV - Electrician | 2 | 32.5 | 26W INSPE ELEC L.TRANSMISIÓN ON | ON | 2 | 2
313 | 313-111 | SWG 34.5kV Secondary Crushing | Weeks | 26 |  | CONMON | LCMT - Cond Monitor Tech | 2 | 1 | 26W CONMON ELEC SWITCHGEAR OFF | OFF | 0 | 3 | 26W_Plant_Shutdown
313 | 313-111 | SWG 34.5kV Secondary Crushing | Weeks | 26 |  | CONMON | LCMT - Cond Monitor Tech | 2 | 5 | 26W CONMON ELEC SWITCHGEAR ON | ON | 2 | 3
313 | 313-111 | SWG 34.5kV Secondary Crushing | Weeks | 26 |  | INSPE | LELV - Electrician | 2 | 12.5 | 26W INSPE ELEC SWITCHGEAR OFF | OFF | 0 | 3 | 26W_Plant_Shutdown
313 | 313-111 | SWG 34.5kV Secondary Crushing | Weeks | 26 |  | INSPE | LELV - Electrician | 2 | 18.5 | 26W INSPE ELEC SWITCHGEAR ON | ON | 2 | 3
313 | 313-111 | SWG 34.5kV Secondary Crushing | Weeks | 52 |  | INSPE | LELV - Electrician | 2 | 3 | 52W INSPE ELEC SWITCHGEAR OFF | OFF | 0 | 3 | 52W_Plant_Shutdown
313 | 313-112 | SUB 34.5kV Secondary Crushing | Weeks | 4 |  | INSPE | LELV - Electrician | 2 | 2.5 | 4W INSPE ELEC SUBSTACIÓN ON | ON | 2 | 3
313 | 313-112 | SUB 34.5kV Secondary Crushing | Weeks | 26 |  | INSPE | LELV - Electrician | 2 | 1 | 26W INSPE ELEC SUBSTACIÓN OFF | OFF | 0 | 3 | 26W_Plant_Shutdown
313 | 313-112 | SUB 34.5kV Secondary Crushing | Weeks | 26 |  | INSPE | LELV - Electrician | 2 | 6 | 26W INSPE ELEC SUBESTACIÓN ON | ON | 2 | 3
313 | 313-112 | SUB 34.5kV Secondary Crushing | Weeks | 52 |  | INSPE | LELV - Electrician | 2 | 0.5 | 52W INSPE ELEC SUBESTACIÓN OFF | OFF | 0 | 3 | 52W_Plant_Shutdown
313 | 313-112 | SUB 34.5kV Secondary Crushing | Weeks | 52 |  | INSPE | LELV - Electrician | 2 | 1 | 52W INSPE ELEC SUBESTACIÓN ON | ON | 2 | 3
313 | 313-113 | SWB 34.5/4.16kV Secondar Crush | Weeks | 26 |  | CONMON | LCMT - Cond Monitor Tech | 2 | 0.5 | 26W CONMON ELEC 34.5kV 1001 OFF | OFF | 0 | 3 | 26W_Plant_Shutdown
313 | 313-113 | SWB 34.5/4.16kV Secondar Crush | Weeks | 26 |  | CONMON | LCMT - Cond Monitor Tech | 2 | 0.5 | 26W CONMON ELEC 34.5kV 2001 OFF | OFF | 0 | 3 | 26W_Plant_Shutdown
313 | 313-113 | SWB 34.5/4.16kV Secondar Crush | Weeks | 26 |  | CONMON | LCMT - Cond Monitor Tech | 2 | 0.5 | 26W CONMON ELEC 4.16kV 1001 OFF | OFF | 0 | 3 | 26W_Plant_Shutdown
313 | 313-113 | SWB 34.5/4.16kV Secondar Crush | Weeks | 26 |  | CONMON | LCMT - Cond Monitor Tech | 2 | 0.5 | 26W CONMON ELEC 4.16kV 1101 OFF | OFF | 0 | 3 | 26W_Plant_Shutdown
313 | 313-113 | SWB 34.5/4.16kV Secondar Crush | Weeks | 26 |  | CONMON | LCMT - Cond Monitor Tech | 2 | 1 | 26W CONMON ELEC 34.5kV 1001 ON | ON | 2 | 3
313 | 313-113 | SWB 34.5/4.16kV Secondar Crush | Weeks | 26 |  | CONMON | LCMT - Cond Monitor Tech | 2 | 1 | 26W CONMON ELEC 34.5kV 2001 ON | ON | 2 | 3
313 | 313-113 | SWB 34.5/4.16kV Secondar Crush | Weeks | 26 |  | CONMON | LCMT - Cond Monitor Tech | 2 | 1 | 26W CONMON ELEC 4.16kV 1001 ON | ON | 2 | 3
313 | 313-113 | SWB 34.5/4.16kV Secondar Crush | Weeks | 26 |  | CONMON | LCMT - Cond Monitor Tech | 2 | 1 | 26W CONMON ELEC 4.16kV 1101 ON | ON | 2 | 3
313 | 313-113 | SWB 34.5/4.16kV Secondar Crush | Weeks | 26 |  | INSPE | LCRP - C&I Technician | 2 | 0.5 | 26W INSPE INST 34.5kV 1001 OFF | OFF | 0 | 3 | 26W_Plant_Shutdown
313 | 313-113 | SWB 34.5/4.16kV Secondar Crush | Weeks | 26 |  | INSPE | LCRP - C&I Technician | 2 | 0.5 | 26W INSPE INST 34.5kV 2001 OFF | OFF | 0 | 3 | 26W_Plant_Shutdown
313 | 313-113 | SWB 34.5/4.16kV Secondar Crush | Weeks | 26 |  | INSPE | LCRP - C&I Technician | 2 | 0.5 | 26W INSPE INST 4.16kV 1001 OFF | OFF | 0 | 3 | 26W_Plant_Shutdown
313 | 313-113 | SWB 34.5/4.16kV Secondar Crush | Weeks | 26 |  | INSPE | LCRP - C&I Technician | 2 | 0.5 | 26W INSPE INST 4.16kV 1101 OFF | OFF | 0 | 3 | 26W_Plant_Shutdown
313 | 313-113 | SWB 34.5/4.16kV Secondar Crush | Weeks | 26 |  | INSPE | LELV - Electrician | 2 | 14.5 | 26W INSPE ELEC 34.5kV 1001 OFF | OFF | 0 | 3 | 26W_Plant_Shutdown
313 | 313-113 | SWB 34.5/4.16kV Secondar Crush | Weeks | 26 |  | INSPE | LELV - Electrician | 2 | 14.5 | 26W INSPE ELEC 34.5kV 2001 OFF | OFF | 0 | 3 | 26W_Plant_Shutdown
313 | 313-113 | SWB 34.5/4.16kV Secondar Crush | Weeks | 26 |  | INSPE | LELV - Electrician | 2 | 14.5 | 26W INSPE ELEC 4.16kV 1001 OFF | OFF | 0 | 3 | 26W_Plant_Shutdown
313 | 313-113 | SWB 34.5/4.16kV Secondar Crush | Weeks | 26 |  | INSPE | LELV - Electrician | 2 | 14.5 | 26W INSPE ELEC 4.16kV 1101 OFF | OFF | 0 | 3 | 26W_Plant_Shutdown
313 | 313-113 | SWB 34.5/4.16kV Secondar Crush | Weeks | 26 |  | INSPE | LELV - Electrician | 2 | 2.5 | 26W INSPE ELEC 34.5kV 1001 ON | ON | 2 | 3
313 | 313-113 | SWB 34.5/4.16kV Secondar Crush | Weeks | 26 |  | INSPE | LELV - Electrician | 2 | 2.5 | 26W INSPE ELEC 34.5kV 2001 ON | ON | 2 | 3
313 | 313-113 | SWB 34.5/4.16kV Secondar Crush | Weeks | 26 |  | INSPE | LELV - Electrician | 2 | 3 | 26W INSPE ELEC 4.16kV 1001 ON | ON | 2 | 3
313 | 313-113 | SWB 34.5/4.16kV Secondar Crush | Weeks | 26 |  | INSPE | LELV - Electrician | 2 | 3 | 26W INSPE ELEC 4.16kV 1101 ON | ON | 2 | 3
313 | 313-114 | TFR 34.5, 0.48kV Seconda Crush | Weeks | 13 |  | INSPE | LELV - Electrician | 2 | 1 | 13W INSPE ELEC TRANSFORMADOR ACEITE OFF | OFF | 0 | 3 | 13W_Plant_Shutdown
313 | 313-114 | TFR 34.5, 0.48kV Seconda Crush | Weeks | 13 |  | INSPE | LELV - Electrician | 2 | 3.5 | 13W INSPE ELEC TRANSFORMADOR ACEITE ON | ON | 2 | 3
313 | 313-114 | TFR 34.5, 0.48kV Seconda Crush | Weeks | 26 |  | CONMON | LCMT - Cond Monitor Tech | 2 | 3 | 26W CONMON ELEC TRANSFORMADOR ACEITE ON | ON | 2 | 3
313 | 313-114 | TFR 34.5, 0.48kV Seconda Crush | Weeks | 26 |  | INSPE | LELV - Electrician | 2 | 3 | 26W INSPE ELEC TRANSFORMADOR ACEITE ON | ON | 2 | 3
313 | 313-114 | TFR 34.5, 0.48kV Seconda Crush | Weeks | 52 |  | CONMON | LCMT - Cond Monitor Tech | 2 | 1 | 52W CONMON ELEC TRANSFORMADOR ACEITE ON | ON | 2 | 3
313 | 313-114 | TFR 34.5, 0.48kV Seconda Crush | Weeks | 52 |  | INSPE | LELV - Electrician | 2 | 11 | 52W INSPE ELEC TRANSFORMADOR ACEITE OFF | OFF | 0 | 3 | 52W_Plant_Shutdown
313 | 313-114 | TFR 34.5, 0.48kV Seconda Crush | Weeks | 52 |  | INSPE | LELV - Electrician | 2 | 14.5 | 52W INSPE ELEC TRANSFORMADOR ACEITE ON | ON | 2 | 3
313 | 313-115 | MCC 480V Secondary Crushing | Weeks | 26 |  | CONMON | LCMT - Cond Monitor Tech | 2 | 1 | 26W CONMON ELEC MCC OFF | OFF | 0 | 2 | 26W_Plant_Shutdown
313 | 313-115 | MCC 480V Secondary Crushing | Weeks | 26 |  | CONMON | LCMT - Cond Monitor Tech | 2 | 3 | 26W CONMON ELEC MCC ON | ON | 2 | 2
313 | 313-115 | MCC 480V Secondary Crushing | Weeks | 26 |  | INSPE | LELV - Electrician | 2 | 8.2 | 26W INSPE ELEC MCC OFF | OFF | 0 | 2 | 26W_Plant_Shutdown
313 | 313-115 | MCC 480V Secondary Crushing | Weeks | 26 |  | INSPE | LELV - Electrician | 2 | 4 | 26W INSPE ELEC MCC ON | ON | 2 | 2
313 | 313-115 | MCC 480V Secondary Crushing | Weeks | 52 |  | INSPE | LELV - Electrician | 2 | 4 | 52W INSPE ELEC MCC OFF | OFF | 0 | 2 | 52W_Plant_Shutdown
313 | 313-115 | MCC 480V Secondary Crushing | Weeks | 52 |  | INSPE | LELV - Electrician | 2 | 2 | 52W INSPE ELEC MCC ON | ON | 2 | 2
313 | 313-116 | DBE Secondary Crushing | Weeks | 26 |  | CONMON | LCMT - Cond Monitor Tech | 2 | 0.5 | 26W CONMON ELEC DBE ON | ON | 2 | 3
313 | 313-116 | DBE Secondary Crushing | Weeks | 52 |  | INSPE | LELV - Electrician | 2 | 2.5 | 52W INSPE ELEC DBE OFF | OFF | 2 | 3
313 | 313-116 | DBE Secondary Crushing | Weeks | 52 |  | INSPE | LELV - Electrician | 2 | 5 | 52W INSPE ELEC DBE ON | ON | 2 | 3
313 | 313-117 | UPS Secondary Crushing | Weeks | 4 |  | CONMON | LCMT - Cond Monitor Tech | 2 | 0.5 | 4W CONMON ELEC UPS ON | ON | 2 | 3
313 | 313-117 | UPS Secondary Crushing | Weeks | 4 |  | INSPE | LELV - Electrician | 2 | 8 | 4W INSPE ELEC UPS OFF | OFF | 2 | 3
313 | 313-117 | UPS Secondary Crushing | Weeks | 52 |  | MANT | LELV - Electrician | 2 | 1 | 52W MANT UPS OFF | OFF | 0 | 3 | 52W_Plant_Shutdown
313 | 313-BN-9001 | Bin 01 Secondary Crushers | Weeks | 1 |  | INSPE | LCRP - C&I Technician | 2 | 0.5 | 1W INSPE INST 313BN9000 ON | ON | 2 | 1
313 | 313-BN-9001 | Bin 01 Secondary Crushers | Weeks | 1 |  | INSPE | LINT - Industrial Technician | 2 | 6.5 | 1W INSPE MECH 313BN9000 ON | ON | 2 | 1
313 | 313-BN-9001 | Bin 01 Secondary Crushers | Weeks | 2 |  | MANT | LCRP - C&I Technician | 2 | 0.5 | 2W MANT INST 313BN9000 OFF | OFF | 2 | 1
313 | 313-BN-9001 | Bin 01 Secondary Crushers | Weeks | 2 |  | INSPE | LCRP - C&I Technician | 2 | 4 | 2W INSPE INST 313BN9000 ON | ON | 2 | 1
313 | 313-BN-9001 | Bin 01 Secondary Crushers | Weeks | 4 |  | CONMON | LCMT - Cond Monitor Tech | 2 | 0.5 | 4W CONMON 313BN9000 ON | ON | 2 | 1
313 | 313-BN-9001 | Bin 01 Secondary Crushers | Weeks | 4 |  | MANT | LCRP - C&I Technician | 2 | 1 | 4W MANT INST 313BN9000 OFF | OFF | 2 | 1
313 | 313-BN-9001 | Bin 01 Secondary Crushers | Weeks | 4 |  | INSPE | LINT - Industrial Technician | 2 | 4.5 | 4W INSPE MECH 313BN9000 ON | ON | 2 | 1
313 | 313-BN-9001 | Bin 01 Secondary Crushers | Weeks | 13 |  | INSPE | LCRP - C&I Technician | 2 | 1.5 | 13W INSPE INST 313BN9000 OFF | OFF | 0 | 1 | 13W_Plant_Shutdown
313 | 313-BN-9001 | Bin 01 Secondary Crushers | Weeks | 13 |  | INSPE | LINT - Industrial Technician | 2 | 7 | 13W INSPE MECH 313BN9000 OFF | OFF | 0 | 1 | 13W_Plant_Shutdown
313 | 313-BN-9001 | Bin 01 Secondary Crushers | Weeks | 13 |  | MANT | LINT - Industrial Technician | 2 | 3 | 13W MANT MECH 313BN9000 OFF | OFF | 0 | 1 | 13W_Plant_Shutdown
313 | 313-BN-9001 | Bin 01 Secondary Crushers | Weeks | 26 |  | CONMON | LCMT - Cond Monitor Tech | 2 | 2 | 26W CONMON 313BN9000 OFF | OFF | 0 | 1 | 26W_Plant_Shutdown
313 | 313-BN-9001 | Bin 01 Secondary Crushers | Weeks | 26 |  | CONMON | LCMT - Cond Monitor Tech | 2 | 6 | 26W CONMON 313BN9000 ON | ON | 2 | 1
313 | 313-BN-9001 | Bin 01 Secondary Crushers | Weeks | 26 |  | INSPE | LCRP - C&I Technician | 2 | 1 | 26W INSPE INST 313BN9000 OFF | OFF | 0 | 1 | 26W_Plant_Shutdown
313 | 313-BN-9001 | Bin 01 Secondary Crushers | Weeks | 26 |  | INSPE | LELV - Electrician | 2 | 3 | 26W INSPE ELEC 313BN9000 OFF | OFF | 0 | 1 | 26W_Plant_Shutdown
313 | 313-BN-9001 | Bin 01 Secondary Crushers | Weeks | 26 |  | MANT | LELV - Electrician | 2 | 6.5 | 26W MANT ELEC 313BN9000 OFF | OFF | 0 | 1 | 26W_Plant_Shutdown
313 | 313-BN-9001 | Bin 01 Secondary Crushers | Weeks | 26 |  | INSPE | LELV - Electrician | 2 | 3 | 26W INSPE ELEC 313BN9000 ON | ON | 2 | 1
313 | 313-BN-9001 | Bin 01 Secondary Crushers | Weeks | 26 |  | INSPE | LINT - Industrial Technician | 2 | 2.5 | 26W INSPE MECH 313BN9000 ON | ON | 2 | 1
313 | 313-BN-9001 | Bin 01 Secondary Crushers | Weeks | 52 |  | CONMON | LCMT - Cond Monitor Tech | 2 | 1.5 | 52W CONMON 313BN9000 OFF | OFF | 0 | 1 | 52W_Plant_Shutdown
313 | 313-BN-9001 | Bin 01 Secondary Crushers | Weeks | 52 |  | MANT | LCRP - C&I Technician | 2 | 1 | 52W MANT INST 313BN9000 OFF | OFF | 0 | 1 | 52W_Plant_Shutdown
313 | 313-BN-9001 | Bin 01 Secondary Crushers | Weeks | 52 |  | MANT | LINT - Industrial Technician | 2 | 1 | 52W MANT MECH 313BN9000 OFF | OFF | 0 | 1 | 52W_Plant_Shutdown
313 | 313-BN-9002 | Bin 02 Crusher Bypass | Weeks | 1 |  | INSPE | LCRP - C&I Technician | 2 | 0.5 | 1W INSPE INST 313BN9000 ON | ON | 2 | 1
313 | 313-BN-9002 | Bin 02 Crusher Bypass | Weeks | 1 |  | INSPE | LINT - Industrial Technician | 2 | 6.5 | 1W INSPE MECH 313BN9000 ON | ON | 2 | 1
313 | 313-BN-9002 | Bin 02 Crusher Bypass | Weeks | 2 |  | MANT | LCRP - C&I Technician | 2 | 0.5 | 2W MANT INST 313BN9000 OFF | OFF | 2 | 1
313 | 313-BN-9002 | Bin 02 Crusher Bypass | Weeks | 2 |  | INSPE | LCRP - C&I Technician | 2 | 4 | 2W INSPE INST 313BN9000 ON | ON | 2 | 1
313 | 313-BN-9002 | Bin 02 Crusher Bypass | Weeks | 4 |  | CONMON | LCMT - Cond Monitor Tech | 2 | 0.5 | 4W CONMON 313BN9000 ON | ON | 2 | 1
313 | 313-BN-9002 | Bin 02 Crusher Bypass | Weeks | 4 |  | MANT | LCRP - C&I Technician | 2 | 1 | 4W MANT INST 313BN9000 OFF | OFF | 2 | 1
313 | 313-BN-9002 | Bin 02 Crusher Bypass | Weeks | 4 |  | INSPE | LINT - Industrial Technician | 2 | 4.5 | 4W INSPE MECH 313BN9000 ON | ON | 2 | 1
313 | 313-BN-9002 | Bin 02 Crusher Bypass | Weeks | 13 |  | INSPE | LCRP - C&I Technician | 2 | 1.5 | 13W INSPE INST 313BN9000 OFF | OFF | 2 | 1
313 | 313-BN-9002 | Bin 02 Crusher Bypass | Weeks | 13 |  | INSPE | LINT - Industrial Technician | 2 | 7 | 13W INSPE MECH 313BN9000 OFF | OFF | 2 | 1
313 | 313-BN-9002 | Bin 02 Crusher Bypass | Weeks | 13 |  | MANT | LINT - Industrial Technician | 2 | 3 | 13W MANT MECH 313BN9000 OFF | OFF | 2 | 1
313 | 313-BN-9002 | Bin 02 Crusher Bypass | Weeks | 26 |  | CONMON | LCMT - Cond Monitor Tech | 2 | 2 | 26W CONMON 313BN9000 OFF | OFF | 2 | 1
313 | 313-BN-9002 | Bin 02 Crusher Bypass | Weeks | 26 |  | CONMON | LCMT - Cond Monitor Tech | 2 | 6 | 26W CONMON 313BN9000 ON | ON | 2 | 1
313 | 313-BN-9002 | Bin 02 Crusher Bypass | Weeks | 26 |  | INSPE | LCRP - C&I Technician | 2 | 1 | 26W INSPE INST 313BN9000 OFF | OFF | 2 | 1
313 | 313-BN-9002 | Bin 02 Crusher Bypass | Weeks | 26 |  | INSPE | LELV - Electrician | 2 | 3 | 26W INSPE ELEC 313BN9000 OFF | OFF | 2 | 1
313 | 313-BN-9002 | Bin 02 Crusher Bypass | Weeks | 26 |  | MANT | LELV - Electrician | 2 | 6.5 | 26W MANT ELEC 313BN9000 OFF | OFF | 2 | 1
313 | 313-BN-9002 | Bin 02 Crusher Bypass | Weeks | 26 |  | INSPE | LELV - Electrician | 2 | 3 | 26W INSPE ELEC 313BN9000 ON | ON | 2 | 1
313 | 313-BN-9002 | Bin 02 Crusher Bypass | Weeks | 26 |  | INSPE | LINT - Industrial Technician | 2 | 2.5 | 26W INSPE MECH 313BN9000 ON | ON | 2 | 1
313 | 313-BN-9002 | Bin 02 Crusher Bypass | Weeks | 52 |  | CONMON | LCMT - Cond Monitor Tech | 2 | 1.5 | 52W CONMON 313BN9000 OFF | OFF | 2 | 1
313 | 313-BN-9002 | Bin 02 Crusher Bypass | Weeks | 52 |  | MANT | LCRP - C&I Technician | 2 | 1 | 52W MANT INST 313BN9000 OFF | OFF | 2 | 1
313 | 313-BN-9002 | Bin 02 Crusher Bypass | Weeks | 52 |  | MANT | LINT - Industrial Technician | 2 | 1 | 52W MANT MECH 313BN9000 OFF | OFF | 2 | 1
313 | 313-BN-9003 | Bin 03 Secondary Crushers | Weeks | 1 |  | INSPE | LCRP - C&I Technician | 2 | 0.5 | 1W INSPE INST 313BN9000 ON | ON | 2 | 1
313 | 313-BN-9003 | Bin 03 Secondary Crushers | Weeks | 1 |  | INSPE | LINT - Industrial Technician | 2 | 6.5 | 1W INSPE MECH 313BN9000 ON | ON | 2 | 1
313 | 313-BN-9003 | Bin 03 Secondary Crushers | Weeks | 2 |  | MANT | LCRP - C&I Technician | 2 | 0.5 | 2W MANT INST 313BN9000 OFF | OFF | 2 | 1
313 | 313-BN-9003 | Bin 03 Secondary Crushers | Weeks | 2 |  | INSPE | LCRP - C&I Technician | 2 | 4 | 2W INSPE INST 313BN9000 ON | ON | 2 | 1
313 | 313-BN-9003 | Bin 03 Secondary Crushers | Weeks | 4 |  | CONMON | LCMT - Cond Monitor Tech | 2 | 0.5 | 4W CONMON 313BN9000 ON | ON | 2 | 1
313 | 313-BN-9003 | Bin 03 Secondary Crushers | Weeks | 4 |  | MANT | LCRP - C&I Technician | 2 | 1 | 4W MANT INST 313BN9000 OFF | OFF | 2 | 1
313 | 313-BN-9003 | Bin 03 Secondary Crushers | Weeks | 4 |  | INSPE | LINT - Industrial Technician | 2 | 4.5 | 4W INSPE MECH 313BN9000 ON | ON | 2 | 1
313 | 313-BN-9003 | Bin 03 Secondary Crushers | Weeks | 13 |  | INSPE | LCRP - C&I Technician | 2 | 1.5 | 13W INSPE INST 313BN9000 OFF | OFF | 0 | 1 | 13W_Plant_Shutdown
313 | 313-BN-9003 | Bin 03 Secondary Crushers | Weeks | 13 |  | INSPE | LINT - Industrial Technician | 2 | 7 | 13W INSPE MECH 313BN9000 OFF | OFF | 0 | 1 | 13W_Plant_Shutdown
313 | 313-BN-9003 | Bin 03 Secondary Crushers | Weeks | 13 |  | MANT | LINT - Industrial Technician | 2 | 3 | 13W MANT MECH 313BN9000 OFF | OFF | 0 | 1 | 13W_Plant_Shutdown
313 | 313-BN-9003 | Bin 03 Secondary Crushers | Weeks | 26 |  | CONMON | LCMT - Cond Monitor Tech | 2 | 2 | 26W CONMON 313BN9000 OFF | OFF | 0 | 1 | 26W_Plant_Shutdown
313 | 313-BN-9003 | Bin 03 Secondary Crushers | Weeks | 26 |  | CONMON | LCMT - Cond Monitor Tech | 2 | 6 | 26W CONMON 313BN9000 ON | ON | 2 | 1
313 | 313-BN-9003 | Bin 03 Secondary Crushers | Weeks | 26 |  | INSPE | LCRP - C&I Technician | 2 | 1 | 26W INSPE INST 313BN9000 OFF | OFF | 0 | 1 | 26W_Plant_Shutdown
313 | 313-BN-9003 | Bin 03 Secondary Crushers | Weeks | 26 |  | INSPE | LELV - Electrician | 2 | 3 | 26W INSPE ELEC 313BN9000 OFF | OFF | 0 | 1 | 26W_Plant_Shutdown
313 | 313-BN-9003 | Bin 03 Secondary Crushers | Weeks | 26 |  | MANT | LELV - Electrician | 2 | 6.5 | 26W MANT ELEC 313BN9000 OFF | OFF | 0 | 1 | 26W_Plant_Shutdown
313 | 313-BN-9003 | Bin 03 Secondary Crushers | Weeks | 26 |  | INSPE | LELV - Electrician | 2 | 3 | 26W INSPE ELEC 313BN9000 ON | ON | 2 | 1
313 | 313-BN-9003 | Bin 03 Secondary Crushers | Weeks | 26 |  | INSPE | LINT - Industrial Technician | 2 | 2.5 | 26W INSPE MECH 313BN9000 ON | ON | 2 | 1
313 | 313-BN-9003 | Bin 03 Secondary Crushers | Weeks | 52 |  | CONMON | LCMT - Cond Monitor Tech | 2 | 1.5 | 52W CONMON 313BN9000 OFF | OFF | 0 | 1 | 52W_Plant_Shutdown
313 | 313-BN-9003 | Bin 03 Secondary Crushers | Weeks | 52 |  | MANT | LCRP - C&I Technician | 2 | 1 | 52W MANT INST 313BN9000 OFF | OFF | 0 | 1 | 52W_Plant_Shutdown
313 | 313-BN-9003 | Bin 03 Secondary Crushers | Weeks | 52 |  | MANT | LINT - Industrial Technician | 2 | 1 | 52W MANT MECH 313BN9000 OFF | OFF | 0 | 1 | 52W_Plant_Shutdown
313 | 313-BX-9001 | Box Feed Clean Up Screen | Weeks | 4 |  | CONMON | LINT - Industrial Technician | 2 | 0.5 | 4W CONMON MECH 313BX9001 OFF | OFF | 2 | 1
313 | 313-BX-9001 | Box Feed Clean Up Screen | Weeks | 4 |  | CONMON | LINT - Industrial Technician | 2 | 2.5 | 4W CONMON MECH 313BX9001 ON | ON | 2 | 1
313 | 313-BX-9001 | Box Feed Clean Up Screen | Weeks | 13 |  | CONMON | LINT - Industrial Technician | 2 | 1 | 13W CONMON MECH 313BX9001 ON | ON | 2 | 1
313 | 313-BX-9001 | Box Feed Clean Up Screen | Weeks | 26 |  | MANT | LINT - Industrial Technician | 2 | 1 | 26W MANT MECH 313BX9001 OFF | OFF | 0 | 1 | 26W_Plant_Shutdown
313 | 313-BX-9001 | Box Feed Clean Up Screen | Weeks | 26 |  | CONMON | LINT - Industrial Technician | 2 | 0.5 | 26W CONMON MECH 313BX9001 ON | ON | 2 | 1
313 | 313-BX-9001 | Box Feed Clean Up Screen | Weeks | 52 |  | CONMON | LINT - Industrial Technician | 2 | 0.5 | 52W CONMON MECH 313BX9001 OFF | OFF | 0 | 1 | 52W_Plant_Shutdown
313 | 313-BX-9001 | Box Feed Clean Up Screen | Weeks | 52 |  | MANT | LINT - Industrial Technician | 2 | 1 | 52W MANT MECH 313BX9001 OFF | OFF | 0 | 1 | 52W_Plant_Shutdown
313 | 313-CN-9001 | Crane 01 Overhead SWL-120T | Weeks | 4 |  | CONMON | LCMT - Cond Monitor Tech | 2 | 9 | 4W CONMON MECH 313-CN-9001 ON | ON | 2 | 1
313 | 313-CN-9001 | Crane 01 Overhead SWL-120T | Weeks | 4 |  | INSPE | LCRP - C&I Technician | 2 | 1 | 4W INSPE INST 313-CN-9001 OFF | OFF | 2 | 1
313 | 313-CN-9001 | Crane 01 Overhead SWL-120T | Weeks | 4 |  | INSPE | LELV - Electrician | 2 | 11 | 4W INSPE ELEC 313-CN-9001 OFF | OFF | 2 | 1
313 | 313-CN-9001 | Crane 01 Overhead SWL-120T | Weeks | 4 |  | INSPE | LELV - Electrician | 2 | 3.5 | 4W INSPE ELEC 313-CN-9001 ON | ON | 2 | 1
313 | 313-CN-9001 | Crane 01 Overhead SWL-120T | Weeks | 4 |  | INSPE | LINT - Industrial Technician | 2 | 18.5 | 4W INSPE MECH 313-CN-9001 OFF | OFF | 2 | 1
313 | 313-CN-9001 | Crane 01 Overhead SWL-120T | Weeks | 4 |  | INSPE | LINT - Industrial Technician | 2 | 2 | 4W INSPE MECH 313-CN-9001 ON | ON | 2 | 1
313 | 313-CN-9001 | Crane 01 Overhead SWL-120T | Weeks | 4 |  | MANT | LLUB - Lube Technician | 2 | 5.5 | 4W MANT LUBRI 313-CN-9001 OFF | OFF | 2 | 1
313 | 313-CN-9001 | Crane 01 Overhead SWL-120T | Weeks | 8 |  | INSPE | LINT - Industrial Technician | 2 | 2 | 8W INSPE MECH 313-CN-9001 ON | ON | 2 | 1
313 | 313-CN-9001 | Crane 01 Overhead SWL-120T | Weeks | 13 |  | INSPE | LCRP - C&I Technician | 2 | 1 | 13W INSPE INST 313-CN-9001 ON | ON | 2 | 1
313 | 313-CN-9001 | Crane 01 Overhead SWL-120T | Weeks | 13 |  | INSPE | LELV - Electrician | 2 | 6 | 13W INSPE ELEC 313-CN-9001 OFF | OFF | 2 | 1
313 | 313-CN-9001 | Crane 01 Overhead SWL-120T | Weeks | 13 |  | INSPE | LINT - Industrial Technician | 2 | 1.5 | 13W INSPE MECH 313-CN-9001 OFF | OFF | 2 | 1
313 | 313-CN-9001 | Crane 01 Overhead SWL-120T | Weeks | 13 |  | MANT | LLUB - Lube Technician | 2 | 7 | 13W MANT LUBRI 313-CN-9001 OFF | OFF | 2 | 1
313 | 313-CN-9001 | Crane 01 Overhead SWL-120T | Weeks | 26 |  | CONMON | LCMT - Cond Monitor Tech | 2 | 3 | 26W CONMON ELEC 313-CN-9001 ON | ON | 2 | 1
313 | 313-CN-9001 | Crane 01 Overhead SWL-120T | Weeks | 26 |  | INSPE | LCRP - C&I Technician | 2 | 5 | 26W INSPE INST 313-CN-9001 OFF | OFF | 2 | 1
313 | 313-CN-9001 | Crane 01 Overhead SWL-120T | Weeks | 26 |  | INSPE | LELV - Electrician | 2 | 12.5 | 26W INSPE ELEC 313-CN-9001 OFF | OFF | 2 | 1
313 | 313-CN-9001 | Crane 01 Overhead SWL-120T | Weeks | 26 |  | INSPE | LINT - Industrial Technician | 2 | 5 | 26W INSPE MECH 313-CN-9001 ON | ON | 2 | 1
313 | 313-CN-9001 | Crane 01 Overhead SWL-120T | Weeks | 26 |  | MANT | LLUB - Lube Technician | 2 | 2 | 26W MANT LUBRI 313-CN-9001 OFF | OFF | 2 | 1
313 | 313-CN-9001 | Crane 01 Overhead SWL-120T | Weeks | 52 |  | CONMON | LCMT - Cond Monitor Tech | 2 | 20 | 52W CONMON MECH 313-CN-9001 ON | ON | 2 | 1
313 | 313-CN-9001 | Crane 01 Overhead SWL-120T | Weeks | 52 |  | INSPE | LELV - Electrician | 2 | 42.5 | 52W INSPE ELEC 313-CN-9001 OFF | OFF | 2 | 1
313 | 313-CN-9001 | Crane 01 Overhead SWL-120T | Weeks | 52 |  | INSPE | LELV - Electrician | 2 | 10 | 52W INSPE ELEC 313-CN-9001 ON | ON | 2 | 1
313 | 313-CN-9001 | Crane 01 Overhead SWL-120T | Weeks | 52 |  | INSPE | LINT - Industrial Technician | 2 | 16.5 | 52W INSPE MECH 313-CN-9001 OFF | OFF | 2 | 1
313 | 313-CN-9001 | Crane 01 Overhead SWL-120T | Weeks | 52 |  | INSPE | LINT - Industrial Technician | 2 | 4 | 52W INSPE MECH 313-CN-9001 ON | ON | 2 | 1
313 | 313-CN-9002 | Crane 02 Overhead SWL-120T | Weeks | 4 |  | CONMON | LCMT - Cond Monitor Tech | 2 | 9 | 4W CONMON MECH 313-CN-9001 ON | ON | 2 | 1
313 | 313-CN-9002 | Crane 02 Overhead SWL-120T | Weeks | 4 |  | INSPE | LCRP - C&I Technician | 2 | 1 | 4W INSPE INST 313-CN-9001 OFF | OFF | 2 | 1
313 | 313-CN-9002 | Crane 02 Overhead SWL-120T | Weeks | 4 |  | INSPE | LELV - Electrician | 2 | 11 | 4W INSPE ELEC 313-CN-9001 OFF | OFF | 2 | 1
313 | 313-CN-9002 | Crane 02 Overhead SWL-120T | Weeks | 4 |  | INSPE | LELV - Electrician | 2 | 3.5 | 4W INSPE ELEC 313-CN-9001 ON | ON | 2 | 1
313 | 313-CN-9002 | Crane 02 Overhead SWL-120T | Weeks | 4 |  | INSPE | LINT - Industrial Technician | 2 | 18.5 | 4W INSPE MECH 313-CN-9001 OFF | OFF | 2 | 1
313 | 313-CN-9002 | Crane 02 Overhead SWL-120T | Weeks | 4 |  | INSPE | LINT - Industrial Technician | 2 | 2 | 4W INSPE MECH 313-CN-9001 ON | ON | 2 | 1
313 | 313-CN-9002 | Crane 02 Overhead SWL-120T | Weeks | 4 |  | MANT | LLUB - Lube Technician | 2 | 5.5 | 4W MANT LUBRI 313-CN-9001 OFF | OFF | 2 | 1
313 | 313-CN-9002 | Crane 02 Overhead SWL-120T | Weeks | 8 |  | INSPE | LINT - Industrial Technician | 2 | 2 | 8W INSPE MECH 313-CN-9001 ON | ON | 2 | 1
313 | 313-CN-9002 | Crane 02 Overhead SWL-120T | Weeks | 13 |  | INSPE | LCRP - C&I Technician | 2 | 1 | 13W INSPE INST 313-CN-9001 ON | ON | 2 | 1
313 | 313-CN-9002 | Crane 02 Overhead SWL-120T | Weeks | 13 |  | INSPE | LELV - Electrician | 2 | 6 | 13W INSPE ELEC 313-CN-9001 OFF | OFF | 2 | 1
313 | 313-CN-9002 | Crane 02 Overhead SWL-120T | Weeks | 13 |  | INSPE | LINT - Industrial Technician | 2 | 1.5 | 13W INSPE MECH 313-CN-9001 OFF | OFF | 2 | 1
313 | 313-CN-9002 | Crane 02 Overhead SWL-120T | Weeks | 13 |  | MANT | LLUB - Lube Technician | 2 | 7 | 13W MANT LUBRI 313-CN-9001 OFF | OFF | 2 | 1
313 | 313-CN-9002 | Crane 02 Overhead SWL-120T | Weeks | 26 |  | CONMON | LCMT - Cond Monitor Tech | 2 | 3 | 26W CONMON ELEC 313-CN-9001 ON | ON | 2 | 1
313 | 313-CN-9002 | Crane 02 Overhead SWL-120T | Weeks | 26 |  | INSPE | LCRP - C&I Technician | 2 | 5 | 26W INSPE INST 313-CN-9001 OFF | OFF | 2 | 1
313 | 313-CN-9002 | Crane 02 Overhead SWL-120T | Weeks | 26 |  | INSPE | LELV - Electrician | 2 | 12.5 | 26W INSPE ELEC 313-CN-9001 OFF | OFF | 2 | 1
313 | 313-CN-9002 | Crane 02 Overhead SWL-120T | Weeks | 26 |  | INSPE | LINT - Industrial Technician | 2 | 5 | 26W INSPE MECH 313-CN-9001 ON | ON | 2 | 1
313 | 313-CN-9002 | Crane 02 Overhead SWL-120T | Weeks | 26 |  | MANT | LLUB - Lube Technician | 2 | 2 | 26W MANT LUBRI 313-CN-9001 OFF | OFF | 2 | 1
313 | 313-CN-9002 | Crane 02 Overhead SWL-120T | Weeks | 52 |  | CONMON | LCMT - Cond Monitor Tech | 2 | 20 | 52W CONMON MECH 313-CN-9001 ON | ON | 2 | 1
313 | 313-CN-9002 | Crane 02 Overhead SWL-120T | Weeks | 52 |  | INSPE | LELV - Electrician | 2 | 42.5 | 52W INSPE ELEC 313-CN-9001 OFF | OFF | 2 | 1
313 | 313-CN-9002 | Crane 02 Overhead SWL-120T | Weeks | 52 |  | INSPE | LELV - Electrician | 2 | 10 | 52W INSPE ELEC 313-CN-9001 ON | ON | 2 | 1
313 | 313-CN-9002 | Crane 02 Overhead SWL-120T | Weeks | 52 |  | INSPE | LINT - Industrial Technician | 2 | 16.5 | 52W INSPE MECH 313-CN-9001 OFF | OFF | 2 | 1
313 | 313-CN-9002 | Crane 02 Overhead SWL-120T | Weeks | 52 |  | INSPE | LINT - Industrial Technician | 2 | 4 | 52W INSPE MECH 313-CN-9001 ON | ON | 2 | 1
313 | 313-CN-9003 | Crane 01 Maintenance SWL-2T | Weeks | 4 |  | CONMON | LCMT - Cond Monitor Tech | 2 | 2.5 | 4W CONMON MECH 313-CN-9003 ON | ON | 2 | 1
313 | 313-CN-9003 | Crane 01 Maintenance SWL-2T | Weeks | 8 |  | INSPE | LELV - Electrician | 2 | 3.5 | 8W INSPE ELEC 313-CN-9003 ON | ON | 2 | 1
313 | 313-CN-9003 | Crane 01 Maintenance SWL-2T | Weeks | 8 |  | INSPE | LINT - Industrial Technician | 2 | 12 | 8W INSPE MECH 313-CN-9003 ON | ON | 2 | 1
313 | 313-CN-9003 | Crane 01 Maintenance SWL-2T | Weeks | 13 |  | INSPE | LCRP - C&I Technician | 2 | 2 | 13W INSPE INSTR 313-CN-9003 ON | ON | 2 | 1
313 | 313-CN-9003 | Crane 01 Maintenance SWL-2T | Weeks | 13 |  | INSPE | LELV - Electrician | 2 | 6.5 | 13W INSPE ELEC 313-CN-9003 ON | ON | 2 | 1
313 | 313-CN-9003 | Crane 01 Maintenance SWL-2T | Weeks | 26 |  | INSPE | LCRP - C&I Technician | 2 | 2.5 | 26W INSPE INSTR 313-CN-9003 ON | ON | 2 | 1
313 | 313-CN-9003 | Crane 01 Maintenance SWL-2T | Weeks | 26 |  | INSPE | LELV - Electrician | 2 | 9 | 26W INSPE ELEC 313-CN-9003 OFF | OFF | 2 | 1
313 | 313-CN-9003 | Crane 01 Maintenance SWL-2T | Weeks | 26 |  | MANT | LELV - Electrician | 2 | 2 | 26W MANT ELEC 313-CN-9003 OFF | OFF | 2 | 1
313 | 313-CN-9003 | Crane 01 Maintenance SWL-2T | Weeks | 26 |  | INSPE | LINT - Industrial Technician | 2 | 4.5 | 26W INSPE MECH 313-CN-9003 OFF | OFF | 2 | 1
313 | 313-CN-9003 | Crane 01 Maintenance SWL-2T | Weeks | 26 |  | CONMON | LCMT - Cond Monitor Tech | 2 | 1.5 | 26W CONMON ELEC 313-CN-9003 ON | ON | 2 | 1
313 | 313-CN-9004 | Crane 02 Maintenance SWL-2T | Weeks | 4 |  | CONMON | LCMT - Cond Monitor Tech | 2 | 2.5 | 4W CONMON MECH 313-CN-9004 ON | ON | 2 | 1
313 | 313-CN-9004 | Crane 02 Maintenance SWL-2T | Weeks | 8 |  | INSPE | LELV - Electrician | 2 | 3.5 | 8W INSPE ELEC 313-CN-9004 ON | ON | 2 | 1
313 | 313-CN-9004 | Crane 02 Maintenance SWL-2T | Weeks | 8 |  | INSPE | LINT - Industrial Technician | 2 | 12 | 8W INSPE MECH 313-CN-9004 ON | ON | 2 | 1
313 | 313-CN-9004 | Crane 02 Maintenance SWL-2T | Weeks | 13 |  | INSPE | LCRP - C&I Technician | 2 | 2 | 13W INSPE INSTR 313-CN-9004 ON | ON | 2 | 1
313 | 313-CN-9004 | Crane 02 Maintenance SWL-2T | Weeks | 13 |  | INSPE | LELV - Electrician | 2 | 6.5 | 13W INSPE ELEC 313-CN-9004 ON | ON | 2 | 1
313 | 313-CN-9004 | Crane 02 Maintenance SWL-2T | Weeks | 26 |  | INSPE | LCRP - C&I Technician | 2 | 2.5 | 26W INSPE INSTR 313-CN-9004 ON | ON | 2 | 1
313 | 313-CN-9004 | Crane 02 Maintenance SWL-2T | Weeks | 26 |  | INSPE | LELV - Electrician | 2 | 9 | 26W INSPE ELEC 313-CN-9004 OFF | OFF | 2 | 1
313 | 313-CN-9004 | Crane 02 Maintenance SWL-2T | Weeks | 26 |  | MANT | LELV - Electrician | 2 | 2 | 26W MANT ELEC 313-CN-9004 OFF | OFF | 2 | 1
313 | 313-CN-9004 | Crane 02 Maintenance SWL-2T | Weeks | 26 |  | INSPE | LINT - Industrial Technician | 2 | 4.5 | 26W INSPE MECH 313-CN-9004 OFF | OFF | 2 | 1
313 | 313-CN-9004 | Crane 02 Maintenance SWL-2T | Weeks | 26 |  | CONMON | LCMT - Cond Monitor Tech | 2 | 1.5 | 26W CONMON ELEC 313-CN-9004 ON | ON | 2 | 1
313 | 313-CN-9005 | Monorail Trolley 1 | Weeks | 8 |  | CONMON | LCMT - Cond Monitor Tech | 2 | 2 | 8W CONMON MECH 313-CN-9005 ON | ON | 2 | 1
313 | 313-CN-9005 | Monorail Trolley 1 | Weeks | 8 |  | INSPE | LINT - Industrial Technician | 2 | 8 | 8W INSPE MECH 313-CN-9005 ON | ON | 2 | 1
313 | 313-CN-9006 | Monorail Trolley 2 | Weeks | 8 |  | CONMON | LCMT - Cond Monitor Tech | 2 | 2 | 8W CONMON MECH 313-CN-9006 ON | ON | 2 | 1
313 | 313-CN-9006 | Monorail Trolley 2 | Weeks | 8 |  | INSPE | LINT - Industrial Technician | 2 | 8 | 8W INSPE MECH 313-CN-9006 ON | ON | 2 | 1
313 | 313-CN-9007 | Hoist Sec & Recrush Feeders | Weeks | 8 |  | CONMON | LCMT - Cond Monitor Tech | 2 | 2 | 8W CONMON MECH 313-CN-9007 ON | ON | 2 | 1
313 | 313-CN-9007 | Hoist Sec & Recrush Feeders | Weeks | 8 |  | INSPE | LINT - Industrial Technician | 2 | 8 | 8W INSPE MECH 313-CN-9007 ON | ON | 2 | 1
313 | 313-CN-9008 | Hoist Stockpile Bar Tool | Weeks | 8 |  | CONMON | LCMT - Cond Monitor Tech | 2 | 2 | 8W CONMON MECH 313-CN-9008 ON | ON | 2 | 1
313 | 313-CN-9008 | Hoist Stockpile Bar Tool | Weeks | 8 |  | INSPE | LINT - Industrial Technician | 2 | 8 | 8W INSPE MECH 313-CN-9008 ON | ON | 2 | 1
313 | 313-CR-9001 | Crusher 01 Secondary | Weeks | 1 |  | INSPE | LINT - Industrial Technician | 2 | 14.5 | 1W INSPE MECH 313CR9001 ON | ON | 2 | 2
313 | 313-CR-9001 | Crusher 01 Secondary | Weeks | 1 |  | INSPE | LLUB - Lube Technician | 2 | 2 | 1W INSPE LUBR 313CR9000 ON | ON | 2 | 2
313 | 313-CR-9001 | Crusher 01 Secondary | Weeks | 2 |  | INSPE | LCRP - C&I Technician | 2 | 1.5 | 2W INSPE INST 313CR9000 OFF | OFF | 2 | 2
313 | 313-CR-9001 | Crusher 01 Secondary | Weeks | 4 |  | CONMON | LCMT - Cond Monitor Tech | 2 | 10.5 | 4W CONMON ELEC 313-CR-9001 ON | ON | 2 | 2
313 | 313-CR-9001 | Crusher 01 Secondary | Weeks | 4 |  | CONMON | LCMT - Cond Monitor Tech | 2 | 3 | 4W CONMON MECH 313-CR-9001 ON | ON | 2 | 2
313 | 313-CR-9001 | Crusher 01 Secondary | Weeks | 4 |  | MANT | LCRP - C&I Technician | 2 | 0.5 | 4W MANT INST 313CR9000 OFF | OFF | 2 | 2
313 | 313-CR-9001 | Crusher 01 Secondary | Weeks | 4 |  | INSPE | LCRP - C&I Technician | 2 | 0.5 | 4W INSPE INST 313CR9000 ON | ON | 2 | 2
313 | 313-CR-9001 | Crusher 01 Secondary | Weeks | 4 |  | INSPE | LELV - Electrician | 2 | 12 | 4W INSPE ELEC 313CR9000 OFF | OFF | 2 | 2
313 | 313-CR-9001 | Crusher 01 Secondary | Weeks | 4 |  | MANT | LELV - Electrician | 2 | 2.5 | 4W MANT ELEC 313CR9000 OFF | OFF | 2 | 2
313 | 313-CR-9001 | Crusher 01 Secondary | Weeks | 4 |  | INSPE | LELV - Electrician | 2 | 11.5 | 4W INSPE ELEC 313CR9000 ON | ON | 2 | 2
313 | 313-CR-9001 | Crusher 01 Secondary | Weeks | 4 |  | INSPE | LINT - Industrial Technician | 2 | 2 | 4W INSPE MECH 313CR9001 OFF | OFF | 2 | 2
313 | 313-CR-9001 | Crusher 01 Secondary | Weeks | 4 |  | MANT | LINT - Industrial Technician | 10 | 41 | 4W MANT MECH 313CR9000 OFF | OFF | 2 | 2
313 | 313-CR-9001 | Crusher 01 Secondary | Weeks | 4 |  | INSPE | LINT - Industrial Technician | 2 | 15.5 | 4W INSPE MECH 313CR9001 ON | ON | 2 | 2
313 | 313-CR-9001 | Crusher 01 Secondary | Weeks | 4 |  | MANT | LLUB - Lube Technician | 2 | 1 | 4W MANT LUBR 313CR9000 OFF | OFF | 2 | 2
313 | 313-CR-9001 | Crusher 01 Secondary | Weeks | 4 |  | INSPE | LLUB - Lube Technician | 2 | 1 | 4W INSPE LUBR 313CR9000 ON | ON | 2 | 2
313 | 313-CR-9001 | Crusher 01 Secondary | Weeks | 4 |  | MANT | LLUB - Lube Technician | 2 | 1.5 | 4W MANT LUBR 313CR9000 ON | ON | 2 | 2
313 | 313-CR-9001 | Crusher 01 Secondary | Weeks | 8 |  | CONMON | LCMT - Cond Monitor Tech | 2 | 2.5 | 8W CONMON ELE 313-CR-9001 ON | ON | 2 | 2
313 | 313-CR-9001 | Crusher 01 Secondary | Weeks | 8 |  | INSPE | LCRP - C&I Technician | 2 | 15 | 8W INSPE INST 313CR9000 OFF | OFF | 2 | 2
313 | 313-CR-9001 | Crusher 01 Secondary | Weeks | 8 |  | MANT | LCRP - C&I Technician | 2 | 3.5 | 8W MANT INST 313CR9000 OFF | OFF | 2 | 2
313 | 313-CR-9001 | Crusher 01 Secondary | Weeks | 8 |  | INSPE | LCRP - C&I Technician | 2 | 3 | 8W INSPE INST 313CR9000 ON | ON | 2 | 2
313 | 313-CR-9001 | Crusher 01 Secondary | Weeks | 8 |  | INSPE | LELV - Electrician | 2 | 5 | 8W INSPE ELEC 313CR9000 OFF | OFF | 2 | 2
313 | 313-CR-9001 | Crusher 01 Secondary | Weeks | 8 |  | MANT | LELV - Electrician | 2 | 2 | 8W MANT ELEC 313CR9000 OFF | OFF | 2 | 2
313 | 313-CR-9001 | Crusher 01 Secondary | Weeks | 8 |  | INSPE | LELV - Electrician | 2 | 2 | 8W INSPE ELEC 313CR9000 ON | ON | 2 | 2
313 | 313-CR-9001 | Crusher 01 Secondary | Weeks | 8 |  | INSPE | LINT - Industrial Technician | 2 | 6.5 | 8W INSPE MECH 313CR9001 OFF | OFF | 2 | 2
313 | 313-CR-9001 | Crusher 01 Secondary | Weeks | 8 |  | MANT | LINT - Industrial Technician | 4 | 6 | 8W MANT MECH 313CR9001 OFF | OFF | 2 | 2
313 | 313-CR-9001 | Crusher 01 Secondary | Weeks | 8 |  | INSPE | LINT - Industrial Technician | 2 | 1 | 8W INSPE MECH 313CR9000 ON | ON | 2 | 2
313 | 313-CR-9001 | Crusher 01 Secondary | Weeks | 8 |  | INSPE | LELV - Electrician | 2 | 2 | 8W INSPE ELEC 313CR9000 OFF | OFF | 2 | 2
313 | 313-CR-9001 | Crusher 01 Secondary | Weeks | 13 |  | INSPE | LELV - Electrician | 2 | 1 | 13W INSPE ELEC 313CR9000 OFF | OFF | 0 | 2 | 13W_Plant_Shutdown
313 | 313-CR-9001 | Crusher 01 Secondary | Weeks | 13 |  | INSPE | LELV - Electrician | 2 | 1 | 13W INSPE ELEC 313CR9000 ON | ON | 2 | 2
313 | 313-CR-9001 | Crusher 01 Secondary | Weeks | 13 |  | MANT | LLUB - Lube Technician | 2 | 8 | 13W MANT LUBR 313CR9000 ON | ON | 2 | 2
313 | 313-CR-9001 | Crusher 01 Secondary | Weeks | 13 |  | MANT | LELV - Electrician | 2 | 8.5 | 13W MANT ELEC 313CR9000 OFF | OFF | 0 | 2 | 13W_Plant_Shutdown
313 | 313-CR-9001 | Crusher 01 Secondary | Weeks | 13 |  | INSPE | LINT - Industrial Technician | 2 | 5 | 13W INSPE MECH 313CR9001 OFF | OFF | 0 | 2 | 13W_Plant_Shutdown
313 | 313-CR-9001 | Crusher 01 Secondary | Weeks | 13 |  | MANT | LINT - Industrial Technician | 2 | 1 | 13W MANT MECH 313CR9001 OFF | OFF | 0 | 2 | 13W_Plant_Shutdown
313 | 313-CR-9001 | Crusher 01 Secondary | Weeks | 13 |  | INSPE | LINT - Industrial Technician | 2 | 3.5 | 13W INSPE MECH 313CR9001 ON | ON | 2 | 2
313 | 313-CR-9001 | Crusher 01 Secondary | Weeks | 13 |  | CONMON | LCMT - Cond Monitor Tech | 2 | 4 | 13W CONMON MECH 313CR9001 OFF | OFF | 0 | 2 | 13W_Plant_Shutdown
313 | 313-CR-9001 | Crusher 01 Secondary | Weeks | 13 |  | INSPE | LELV - Electrician | 2 | 1.5 | 13W INSPE ELEC 313CR9000 OFF | OFF | 0 | 2 | 13W_Plant_Shutdown
313 | 313-CR-9001 | Crusher 01 Secondary | Weeks | 26 |  | CONMON | LCMT - Cond Monitor Tech | 2 | 3 | 26W CONMON ELEC 313-CR-9001 ON | ON | 2 | 2
313 | 313-CR-9001 | Crusher 01 Secondary | Weeks | 26 |  | INSPE | LELV - Electrician | 2 | 4.5 | 26W INSPE ELEC 313CR9000 OFF | OFF | 0 | 2 | 26W_Plant_Shutdown
313 | 313-CR-9001 | Crusher 01 Secondary | Weeks | 26 |  | INSPE | LELV - Electrician | 2 | 1 | 26W INSPE ELEC 313CR9000 ON | ON | 2 | 2
313 | 313-CR-9001 | Crusher 01 Secondary | Weeks | 26 |  | INSPE | LCRP - C&I Technician | 2 | 5 | 26W INSPE INST 313CR9000 OFF | OFF | 0 | 2 | 26W_Plant_Shutdown
313 | 313-CR-9001 | Crusher 01 Secondary | Weeks | 26 |  | MANT | LCRP - C&I Technician | 2 | 1.5 | 26W MANT INST 313CR9000 OFF | OFF | 0 | 2 | 26W_Plant_Shutdown
313 | 313-CR-9001 | Crusher 01 Secondary | Weeks | 26 |  | INSPE | LELV - Electrician | 2 | 20 | 26W INSPE ELEC 313CR9000 OFF | OFF | 0 | 2 | 26W_Plant_Shutdown
313 | 313-CR-9001 | Crusher 01 Secondary | Weeks | 26 |  | MANT | LELV - Electrician | 2 | 14.5 | 26W MANT ELEC 313CR9000 OFF | OFF | 0 | 2 | 26W_Plant_Shutdown
313 | 313-CR-9001 | Crusher 01 Secondary | Weeks | 26 |  | INSPE | LELV - Electrician | 2 | 17.5 | 26W INSPE ELEC 313CR9000 ON | ON | 2 | 2
313 | 313-CR-9001 | Crusher 01 Secondary | Weeks | 26 |  | MANT | LINT - Industrial Technician | 2 | 1 | 26W MANT MECH 313CR9001 OFF | OFF | 0 | 2 | 26W_Plant_Shutdown
313 | 313-CR-9001 | Crusher 01 Secondary | Weeks | 26 |  | INSPE | LINT - Industrial Technician | 2 | 3.5 | 26W INSPE MECH 313CR9001 ON | ON | 2 | 2
313 | 313-CR-9001 | Crusher 01 Secondary | Weeks | 52 |  | INSPE | LELV - Electrician | 2 | 8.5 | 52W INSPE ELEC 313CR9000 OFF | OFF | 0 | 2 | 52W_Plant_Shutdown
313 | 313-CR-9001 | Crusher 01 Secondary | Weeks | 52 |  | INSPE | LELV - Electrician | 2 | 3 | 52W INSPE ELEC 313CR9000 ON | ON | 2 | 2
313 | 313-CR-9001 | Crusher 01 Secondary | Weeks | 52 |  | INSPE | LINT - Industrial Technician | 2 | 6 | 52W INSPE MECH 313CR9001 OFF | OFF | 0 | 2 | 52W_Plant_Shutdown
313 | 313-CR-9001 | Crusher 01 Secondary | Weeks | 52 |  | MANT | LINT - Industrial Technician | 2 | 10 | 52W MANT MECH 313CR9001 OFF | OFF | 0 | 2 | 52W_Plant_Shutdown
313 | 313-CR-9001 | Crusher 01 Secondary | Weeks | 52 |  | INSPE | LINT - Industrial Technician | 2 | 5 | 52W INSPE MECH 313CR9001 ON | ON | 2 | 2
313 | 313-CR-9001 | Crusher 01 Secondary | Weeks | 104 |  | MANT | LINT - Industrial Technician | 2 | 7 | 104W MANT MECH 313CR9001 OFF | OFF | 0 | 2 | 104W_Plant_Shutdown
313 | 313-CR-9002 | Crusher 02 Secondary | Weeks | 1 |  | INSPE | LINT - Industrial Technician | 2 | 14.5 | 1W INSPE MECH 313CR9001 ON | ON | 2 | 2
313 | 313-CR-9002 | Crusher 02 Secondary | Weeks | 1 |  | INSPE | LLUB - Lube Technician | 2 | 2 | 1W INSPE LUBR 313CR9000 ON | ON | 2 | 2
313 | 313-CR-9002 | Crusher 02 Secondary | Weeks | 2 |  | INSPE | LCRP - C&I Technician | 2 | 1.5 | 2W INSPE INST 313CR9000 OFF | OFF | 2 | 2
313 | 313-CR-9002 | Crusher 02 Secondary | Weeks | 4 |  | CONMON | LCMT - Cond Monitor Tech | 2 | 10.5 | 4W CONMON ELEC 313-CR-9001 ON | ON | 2 | 2
313 | 313-CR-9002 | Crusher 02 Secondary | Weeks | 4 |  | CONMON | LCMT - Cond Monitor Tech | 2 | 3 | 4W CONMON MECH 313-CR-9001 ON | ON | 2 | 2
313 | 313-CR-9002 | Crusher 02 Secondary | Weeks | 4 |  | MANT | LCRP - C&I Technician | 2 | 0.5 | 4W MANT INST 313CR9000 OFF | OFF | 2 | 2
313 | 313-CR-9002 | Crusher 02 Secondary | Weeks | 4 |  | INSPE | LCRP - C&I Technician | 2 | 0.5 | 4W INSPE INST 313CR9000 ON | ON | 2 | 2
313 | 313-CR-9002 | Crusher 02 Secondary | Weeks | 4 |  | INSPE | LELV - Electrician | 2 | 12 | 4W INSPE ELEC 313CR9000 OFF | OFF | 2 | 2
313 | 313-CR-9002 | Crusher 02 Secondary | Weeks | 4 |  | MANT | LELV - Electrician | 2 | 2.5 | 4W MANT ELEC 313CR9000 OFF | OFF | 2 | 2
313 | 313-CR-9002 | Crusher 02 Secondary | Weeks | 4 |  | INSPE | LELV - Electrician | 2 | 11.5 | 4W INSPE ELEC 313CR9000 ON | ON | 2 | 2
313 | 313-CR-9002 | Crusher 02 Secondary | Weeks | 4 |  | INSPE | LINT - Industrial Technician | 2 | 2 | 4W INSPE MECH 313CR9001 OFF | OFF | 2 | 2
313 | 313-CR-9002 | Crusher 02 Secondary | Weeks | 4 |  | MANT | LINT - Industrial Technician | 10 | 41 | 4W MANT MECH 313CR9000 OFF | OFF | 2 | 2
313 | 313-CR-9002 | Crusher 02 Secondary | Weeks | 4 |  | INSPE | LINT - Industrial Technician | 2 | 15.5 | 4W INSPE MECH 313CR9001 ON | ON | 2 | 2
313 | 313-CR-9002 | Crusher 02 Secondary | Weeks | 4 |  | MANT | LLUB - Lube Technician | 2 | 1 | 4W MANT LUBR 313CR9000 OFF | OFF | 2 | 2
313 | 313-CR-9002 | Crusher 02 Secondary | Weeks | 4 |  | INSPE | LLUB - Lube Technician | 2 | 1 | 4W INSPE LUBR 313CR9000 ON | ON | 2 | 2
313 | 313-CR-9002 | Crusher 02 Secondary | Weeks | 4 |  | MANT | LLUB - Lube Technician | 2 | 1.5 | 4W MANT LUBR 313CR9000 ON | ON | 2 | 2
313 | 313-CR-9002 | Crusher 02 Secondary | Weeks | 8 |  | CONMON | LCMT - Cond Monitor Tech | 2 | 2.5 | 8W CONMON ELE 313-CR-9001 ON | ON | 2 | 2
313 | 313-CR-9002 | Crusher 02 Secondary | Weeks | 8 |  | INSPE | LCRP - C&I Technician | 2 | 15 | 8W INSPE INST 313CR9000 OFF | OFF | 2 | 2
313 | 313-CR-9002 | Crusher 02 Secondary | Weeks | 8 |  | MANT | LCRP - C&I Technician | 2 | 3.5 | 8W MANT INST 313CR9000 OFF | OFF | 2 | 2
313 | 313-CR-9002 | Crusher 02 Secondary | Weeks | 8 |  | INSPE | LCRP - C&I Technician | 2 | 3 | 8W INSPE INST 313CR9000 ON | ON | 2 | 2
313 | 313-CR-9002 | Crusher 02 Secondary | Weeks | 8 |  | INSPE | LELV - Electrician | 2 | 5 | 8W INSPE ELEC 313CR9000 OFF | OFF | 2 | 2
313 | 313-CR-9002 | Crusher 02 Secondary | Weeks | 8 |  | MANT | LELV - Electrician | 2 | 2 | 8W MANT ELEC 313CR9000 OFF | OFF | 2 | 2
313 | 313-CR-9002 | Crusher 02 Secondary | Weeks | 8 |  | INSPE | LELV - Electrician | 2 | 2 | 8W INSPE ELEC 313CR9000 ON | ON | 2 | 2
313 | 313-CR-9002 | Crusher 02 Secondary | Weeks | 8 |  | INSPE | LINT - Industrial Technician | 2 | 6.5 | 8W INSPE MECH 313CR9001 OFF | OFF | 2 | 2
313 | 313-CR-9002 | Crusher 02 Secondary | Weeks | 8 |  | MANT | LINT - Industrial Technician | 4 | 6 | 8W MANT MECH 313CR9001 OFF | OFF | 2 | 2
313 | 313-CR-9002 | Crusher 02 Secondary | Weeks | 8 |  | INSPE | LINT - Industrial Technician | 2 | 1 | 8W INSPE MECH 313CR9000 ON | ON | 2 | 2
313 | 313-CR-9002 | Crusher 02 Secondary | Weeks | 8 |  | INSPE | LELV - Electrician | 2 | 2 | 8W INSPE ELEC 313CR9000 OFF | OFF | 2 | 2
313 | 313-CR-9002 | Crusher 02 Secondary | Weeks | 13 |  | INSPE | LELV - Electrician | 2 | 1 | 13W INSPE ELEC 313CR9000 OFF | OFF | 0 | 2 | 13W_Plant_Shutdown
313 | 313-CR-9002 | Crusher 02 Secondary | Weeks | 13 |  | INSPE | LELV - Electrician | 2 | 1 | 13W INSPE ELEC 313CR9000 ON | ON | 2 | 2
313 | 313-CR-9002 | Crusher 02 Secondary | Weeks | 13 |  | MANT | LLUB - Lube Technician | 2 | 8 | 13W MANT LUBR 313CR9000 ON | ON | 2 | 2
313 | 313-CR-9002 | Crusher 02 Secondary | Weeks | 13 |  | MANT | LELV - Electrician | 2 | 8.5 | 13W MANT ELEC 313CR9000 OFF | OFF | 0 | 2 | 13W_Plant_Shutdown
313 | 313-CR-9002 | Crusher 02 Secondary | Weeks | 13 |  | INSPE | LINT - Industrial Technician | 2 | 5 | 13W INSPE MECH 313CR9001 OFF | OFF | 0 | 2 | 13W_Plant_Shutdown
313 | 313-CR-9002 | Crusher 02 Secondary | Weeks | 13 |  | MANT | LINT - Industrial Technician | 2 | 1 | 13W MANT MECH 313CR9001 OFF | OFF | 0 | 2 | 13W_Plant_Shutdown
313 | 313-CR-9002 | Crusher 02 Secondary | Weeks | 13 |  | INSPE | LINT - Industrial Technician | 2 | 3.5 | 13W INSPE MECH 313CR9001 ON | ON | 2 | 2
313 | 313-CR-9002 | Crusher 02 Secondary | Weeks | 13 |  | CONMON | LCMT - Cond Monitor Tech | 2 | 4 | 13W CONMON MECH 313CR9001 OFF | OFF | 0 | 2 | 13W_Plant_Shutdown
313 | 313-CR-9002 | Crusher 02 Secondary | Weeks | 13 |  | INSPE | LELV - Electrician | 2 | 1.5 | 13W INSPE ELEC 313CR9000 OFF | OFF | 0 | 2 | 13W_Plant_Shutdown
313 | 313-CR-9002 | Crusher 02 Secondary | Weeks | 26 |  | CONMON | LCMT - Cond Monitor Tech | 2 | 3 | 26W CONMON ELEC 313-CR-9001 ON | ON | 2 | 2
313 | 313-CR-9002 | Crusher 02 Secondary | Weeks | 26 |  | INSPE | LELV - Electrician | 2 | 4.5 | 26W INSPE ELEC 313CR9000 OFF | OFF | 0 | 2 | 26W_Plant_Shutdown
313 | 313-CR-9002 | Crusher 02 Secondary | Weeks | 26 |  | INSPE | LELV - Electrician | 2 | 1 | 26W INSPE ELEC 313CR9000 ON | ON | 2 | 2
313 | 313-CR-9002 | Crusher 02 Secondary | Weeks | 26 |  | INSPE | LCRP - C&I Technician | 2 | 5 | 26W INSPE INST 313CR9000 OFF | OFF | 0 | 2 | 26W_Plant_Shutdown
313 | 313-CR-9002 | Crusher 02 Secondary | Weeks | 26 |  | MANT | LCRP - C&I Technician | 2 | 1.5 | 26W MANT INST 313CR9000 OFF | OFF | 0 | 2 | 26W_Plant_Shutdown
313 | 313-CR-9002 | Crusher 02 Secondary | Weeks | 26 |  | INSPE | LELV - Electrician | 2 | 20 | 26W INSPE ELEC 313CR9000 OFF | OFF | 0 | 2 | 26W_Plant_Shutdown
313 | 313-CR-9002 | Crusher 02 Secondary | Weeks | 26 |  | MANT | LELV - Electrician | 2 | 14.5 | 26W MANT ELEC 313CR9000 OFF | OFF | 0 | 2 | 26W_Plant_Shutdown
313 | 313-CR-9002 | Crusher 02 Secondary | Weeks | 26 |  | INSPE | LELV - Electrician | 2 | 17.5 | 26W INSPE ELEC 313CR9000 ON | ON | 2 | 2
313 | 313-CR-9002 | Crusher 02 Secondary | Weeks | 26 |  | MANT | LINT - Industrial Technician | 2 | 1 | 26W MANT MECH 313CR9001 OFF | OFF | 0 | 2 | 26W_Plant_Shutdown
313 | 313-CR-9002 | Crusher 02 Secondary | Weeks | 26 |  | INSPE | LINT - Industrial Technician | 2 | 3.5 | 26W INSPE MECH 313CR9001 ON | ON | 2 | 2
313 | 313-CR-9002 | Crusher 02 Secondary | Weeks | 52 |  | INSPE | LELV - Electrician | 2 | 8.5 | 52W INSPE ELEC 313CR9000 OFF | OFF | 0 | 2 | 52W_Plant_Shutdown
313 | 313-CR-9002 | Crusher 02 Secondary | Weeks | 52 |  | INSPE | LELV - Electrician | 2 | 3 | 52W INSPE ELEC 313CR9000 ON | ON | 2 | 2
313 | 313-CR-9002 | Crusher 02 Secondary | Weeks | 52 |  | INSPE | LINT - Industrial Technician | 2 | 6 | 52W INSPE MECH 313CR9001 OFF | OFF | 0 | 2 | 52W_Plant_Shutdown
313 | 313-CR-9002 | Crusher 02 Secondary | Weeks | 52 |  | MANT | LINT - Industrial Technician | 2 | 10 | 52W MANT MECH 313CR9001 OFF | OFF | 0 | 2 | 52W_Plant_Shutdown
313 | 313-CR-9002 | Crusher 02 Secondary | Weeks | 52 |  | INSPE | LINT - Industrial Technician | 2 | 5 | 52W INSPE MECH 313CR9001 ON | ON | 2 | 2
313 | 313-CR-9002 | Crusher 02 Secondary | Weeks | 104 |  | MANT | LINT - Industrial Technician | 2 | 7 | 104W MANT MECH 313CR9001 OFF | OFF | 0 | 2 | 104W_Plant_Shutdown
313 | 313-CR-9003 | Crusher 03 Secondary | Weeks | 1 |  | INSPE | LINT - Industrial Technician | 2 | 14.5 | 1W INSPE MECH 313CR9001 ON | ON | 2 | 2
313 | 313-CR-9003 | Crusher 03 Secondary | Weeks | 1 |  | INSPE | LLUB - Lube Technician | 2 | 2 | 1W INSPE LUBR 313CR9000 ON | ON | 2 | 2
313 | 313-CR-9003 | Crusher 03 Secondary | Weeks | 2 |  | INSPE | LCRP - C&I Technician | 2 | 1.5 | 2W INSPE INST 313CR9000 OFF | OFF | 2 | 2
313 | 313-CR-9003 | Crusher 03 Secondary | Weeks | 4 |  | CONMON | LCMT - Cond Monitor Tech | 2 | 10.5 | 4W CONMON ELEC 313-CR-9001 ON | ON | 2 | 2
313 | 313-CR-9003 | Crusher 03 Secondary | Weeks | 4 |  | CONMON | LCMT - Cond Monitor Tech | 2 | 3 | 4W CONMON MECH 313-CR-9001 ON | ON | 2 | 2
313 | 313-CR-9003 | Crusher 03 Secondary | Weeks | 4 |  | MANT | LCRP - C&I Technician | 2 | 0.5 | 4W MANT INST 313CR9000 OFF | OFF | 2 | 2
313 | 313-CR-9003 | Crusher 03 Secondary | Weeks | 4 |  | INSPE | LCRP - C&I Technician | 2 | 0.5 | 4W INSPE INST 313CR9000 ON | ON | 2 | 2
313 | 313-CR-9003 | Crusher 03 Secondary | Weeks | 4 |  | INSPE | LELV - Electrician | 2 | 12 | 4W INSPE ELEC 313CR9000 OFF | OFF | 2 | 2
313 | 313-CR-9003 | Crusher 03 Secondary | Weeks | 4 |  | MANT | LELV - Electrician | 2 | 2.5 | 4W MANT ELEC 313CR9000 OFF | OFF | 2 | 2
313 | 313-CR-9003 | Crusher 03 Secondary | Weeks | 4 |  | INSPE | LELV - Electrician | 2 | 11.5 | 4W INSPE ELEC 313CR9000 ON | ON | 2 | 2
313 | 313-CR-9003 | Crusher 03 Secondary | Weeks | 4 |  | INSPE | LINT - Industrial Technician | 2 | 2 | 4W INSPE MECH 313CR9001 OFF | OFF | 2 | 2
313 | 313-CR-9003 | Crusher 03 Secondary | Weeks | 4 |  | MANT | LINT - Industrial Technician | 10 | 41 | 4W MANT MECH 313CR9000 OFF | OFF | 2 | 2
313 | 313-CR-9003 | Crusher 03 Secondary | Weeks | 4 |  | INSPE | LINT - Industrial Technician | 2 | 15.5 | 4W INSPE MECH 313CR9001 ON | ON | 2 | 2
313 | 313-CR-9003 | Crusher 03 Secondary | Weeks | 4 |  | MANT | LLUB - Lube Technician | 2 | 1 | 4W MANT LUBR 313CR9000 OFF | OFF | 2 | 2
313 | 313-CR-9003 | Crusher 03 Secondary | Weeks | 4 |  | INSPE | LLUB - Lube Technician | 2 | 1 | 4W INSPE LUBR 313CR9000 ON | ON | 2 | 2
313 | 313-CR-9003 | Crusher 03 Secondary | Weeks | 4 |  | MANT | LLUB - Lube Technician | 2 | 1.5 | 4W MANT LUBR 313CR9000 ON | ON | 2 | 2
313 | 313-CR-9003 | Crusher 03 Secondary | Weeks | 8 |  | CONMON | LCMT - Cond Monitor Tech | 2 | 2.5 | 8W CONMON ELE 313-CR-9001 ON | ON | 2 | 2
313 | 313-CR-9003 | Crusher 03 Secondary | Weeks | 8 |  | INSPE | LCRP - C&I Technician | 2 | 15 | 8W INSPE INST 313CR9000 OFF | OFF | 2 | 2
313 | 313-CR-9003 | Crusher 03 Secondary | Weeks | 8 |  | MANT | LCRP - C&I Technician | 2 | 3.5 | 8W MANT INST 313CR9000 OFF | OFF | 2 | 2
313 | 313-CR-9003 | Crusher 03 Secondary | Weeks | 8 |  | INSPE | LCRP - C&I Technician | 2 | 3 | 8W INSPE INST 313CR9000 ON | ON | 2 | 2
313 | 313-CR-9003 | Crusher 03 Secondary | Weeks | 8 |  | INSPE | LELV - Electrician | 2 | 5 | 8W INSPE ELEC 313CR9000 OFF | OFF | 2 | 2
313 | 313-CR-9003 | Crusher 03 Secondary | Weeks | 8 |  | MANT | LELV - Electrician | 2 | 2 | 8W MANT ELEC 313CR9000 OFF | OFF | 2 | 2
313 | 313-CR-9003 | Crusher 03 Secondary | Weeks | 8 |  | INSPE | LELV - Electrician | 2 | 2 | 8W INSPE ELEC 313CR9000 ON | ON | 2 | 2
313 | 313-CR-9003 | Crusher 03 Secondary | Weeks | 8 |  | INSPE | LINT - Industrial Technician | 2 | 6.5 | 8W INSPE MECH 313CR9001 OFF | OFF | 2 | 2
313 | 313-CR-9003 | Crusher 03 Secondary | Weeks | 8 |  | MANT | LINT - Industrial Technician | 4 | 6 | 8W MANT MECH 313CR9001 OFF | OFF | 2 | 2
313 | 313-CR-9003 | Crusher 03 Secondary | Weeks | 8 |  | INSPE | LINT - Industrial Technician | 2 | 1 | 8W INSPE MECH 313CR9000 ON | ON | 2 | 2
313 | 313-CR-9003 | Crusher 03 Secondary | Weeks | 8 |  | INSPE | LELV - Electrician | 2 | 2 | 8W INSPE ELEC 313CR9000 OFF | OFF | 2 | 2
313 | 313-CR-9003 | Crusher 03 Secondary | Weeks | 13 |  | INSPE | LELV - Electrician | 2 | 1 | 13W INSPE ELEC 313CR9000 OFF | OFF | 0 | 2 | 13W_Plant_Shutdown
313 | 313-CR-9003 | Crusher 03 Secondary | Weeks | 13 |  | INSPE | LELV - Electrician | 2 | 1 | 13W INSPE ELEC 313CR9000 ON | ON | 2 | 2
313 | 313-CR-9003 | Crusher 03 Secondary | Weeks | 13 |  | MANT | LLUB - Lube Technician | 2 | 8 | 13W MANT LUBR 313CR9000 ON | ON | 2 | 2
313 | 313-CR-9003 | Crusher 03 Secondary | Weeks | 13 |  | MANT | LELV - Electrician | 2 | 8.5 | 13W MANT ELEC 313CR9000 OFF | OFF | 0 | 2 | 13W_Plant_Shutdown
313 | 313-CR-9003 | Crusher 03 Secondary | Weeks | 13 |  | INSPE | LINT - Industrial Technician | 2 | 5 | 13W INSPE MECH 313CR9001 OFF | OFF | 0 | 2 | 13W_Plant_Shutdown
313 | 313-CR-9003 | Crusher 03 Secondary | Weeks | 13 |  | MANT | LINT - Industrial Technician | 2 | 1 | 13W MANT MECH 313CR9001 OFF | OFF | 0 | 2 | 13W_Plant_Shutdown
313 | 313-CR-9003 | Crusher 03 Secondary | Weeks | 13 |  | INSPE | LINT - Industrial Technician | 2 | 3.5 | 13W INSPE MECH 313CR9001 ON | ON | 2 | 2
313 | 313-CR-9003 | Crusher 03 Secondary | Weeks | 13 |  | CONMON | LCMT - Cond Monitor Tech | 2 | 4 | 13W CONMON MECH 313CR9001 OFF | OFF | 0 | 2 | 13W_Plant_Shutdown
313 | 313-CR-9003 | Crusher 03 Secondary | Weeks | 13 |  | INSPE | LELV - Electrician | 2 | 1.5 | 13W INSPE ELEC 313CR9000 OFF | OFF | 0 | 2 | 13W_Plant_Shutdown
313 | 313-CR-9003 | Crusher 03 Secondary | Weeks | 26 |  | CONMON | LCMT - Cond Monitor Tech | 2 | 3 | 26W CONMON ELEC 313-CR-9001 ON | ON | 2 | 2
313 | 313-CR-9003 | Crusher 03 Secondary | Weeks | 26 |  | INSPE | LELV - Electrician | 2 | 4.5 | 26W INSPE ELEC 313CR9000 OFF | OFF | 0 | 2 | 26W_Plant_Shutdown
313 | 313-CR-9003 | Crusher 03 Secondary | Weeks | 26 |  | INSPE | LELV - Electrician | 2 | 1 | 26W INSPE ELEC 313CR9000 ON | ON | 2 | 2
313 | 313-CR-9003 | Crusher 03 Secondary | Weeks | 26 |  | INSPE | LCRP - C&I Technician | 2 | 5 | 26W INSPE INST 313CR9000 OFF | OFF | 0 | 2 | 26W_Plant_Shutdown
313 | 313-CR-9003 | Crusher 03 Secondary | Weeks | 26 |  | MANT | LCRP - C&I Technician | 2 | 1.5 | 26W MANT INST 313CR9000 OFF | OFF | 0 | 2 | 26W_Plant_Shutdown
313 | 313-CR-9003 | Crusher 03 Secondary | Weeks | 26 |  | INSPE | LELV - Electrician | 2 | 20 | 26W INSPE ELEC 313CR9000 OFF | OFF | 0 | 2 | 26W_Plant_Shutdown
313 | 313-CR-9003 | Crusher 03 Secondary | Weeks | 26 |  | MANT | LELV - Electrician | 2 | 14.5 | 26W MANT ELEC 313CR9000 OFF | OFF | 0 | 2 | 26W_Plant_Shutdown
313 | 313-CR-9003 | Crusher 03 Secondary | Weeks | 26 |  | INSPE | LELV - Electrician | 2 | 17.5 | 26W INSPE ELEC 313CR9000 ON | ON | 2 | 2
313 | 313-CR-9003 | Crusher 03 Secondary | Weeks | 26 |  | MANT | LINT - Industrial Technician | 2 | 1 | 26W MANT MECH 313CR9001 OFF | OFF | 0 | 2 | 26W_Plant_Shutdown
313 | 313-CR-9003 | Crusher 03 Secondary | Weeks | 26 |  | INSPE | LINT - Industrial Technician | 2 | 3.5 | 26W INSPE MECH 313CR9001 ON | ON | 2 | 2
313 | 313-CR-9003 | Crusher 03 Secondary | Weeks | 52 |  | INSPE | LELV - Electrician | 2 | 8.5 | 52W INSPE ELEC 313CR9000 OFF | OFF | 0 | 2 | 52W_Plant_Shutdown
313 | 313-CR-9003 | Crusher 03 Secondary | Weeks | 52 |  | INSPE | LELV - Electrician | 2 | 3 | 52W INSPE ELEC 313CR9000 ON | ON | 2 | 2
313 | 313-CR-9003 | Crusher 03 Secondary | Weeks | 52 |  | INSPE | LINT - Industrial Technician | 2 | 6 | 52W INSPE MECH 313CR9001 OFF | OFF | 0 | 2 | 52W_Plant_Shutdown
313 | 313-CR-9003 | Crusher 03 Secondary | Weeks | 52 |  | MANT | LINT - Industrial Technician | 2 | 10 | 52W MANT MECH 313CR9001 OFF | OFF | 0 | 2 | 52W_Plant_Shutdown
313 | 313-CR-9003 | Crusher 03 Secondary | Weeks | 52 |  | INSPE | LINT - Industrial Technician | 2 | 5 | 52W INSPE MECH 313CR9001 ON | ON | 2 | 2
313 | 313-CR-9003 | Crusher 03 Secondary | Weeks | 104 |  | MANT | LINT - Industrial Technician | 2 | 7 | 104W MANT MECH 313CR9001 OFF | OFF | 0 | 2 | 104W_Plant_Shutdown
313 | 313-CR-9004 | Crusher 04 Secondary | Weeks | 1 |  | INSPE | LINT - Industrial Technician | 2 | 14.5 | 1W INSPE MECH 313CR9001 ON | ON | 2 | 2
313 | 313-CR-9004 | Crusher 04 Secondary | Weeks | 1 |  | INSPE | LLUB - Lube Technician | 2 | 2 | 1W INSPE LUBR 313CR9000 ON | ON | 2 | 2
313 | 313-CR-9004 | Crusher 04 Secondary | Weeks | 2 |  | INSPE | LCRP - C&I Technician | 2 | 1.5 | 2W INSPE INST 313CR9000 OFF | OFF | 2 | 2
313 | 313-CR-9004 | Crusher 04 Secondary | Weeks | 4 |  | CONMON | LCMT - Cond Monitor Tech | 2 | 10.5 | 4W CONMON ELEC 313-CR-9001 ON | ON | 2 | 2
313 | 313-CR-9004 | Crusher 04 Secondary | Weeks | 4 |  | CONMON | LCMT - Cond Monitor Tech | 2 | 3 | 4W CONMON MECH 313-CR-9001 ON | ON | 2 | 2
313 | 313-CR-9004 | Crusher 04 Secondary | Weeks | 4 |  | MANT | LCRP - C&I Technician | 2 | 0.5 | 4W MANT INST 313CR9000 OFF | OFF | 2 | 2
313 | 313-CR-9004 | Crusher 04 Secondary | Weeks | 4 |  | INSPE | LCRP - C&I Technician | 2 | 0.5 | 4W INSPE INST 313CR9000 ON | ON | 2 | 2
313 | 313-CR-9004 | Crusher 04 Secondary | Weeks | 4 |  | INSPE | LELV - Electrician | 2 | 12 | 4W INSPE ELEC 313CR9000 OFF | OFF | 2 | 2
313 | 313-CR-9004 | Crusher 04 Secondary | Weeks | 4 |  | MANT | LELV - Electrician | 2 | 2.5 | 4W MANT ELEC 313CR9000 OFF | OFF | 2 | 2
313 | 313-CR-9004 | Crusher 04 Secondary | Weeks | 4 |  | INSPE | LELV - Electrician | 2 | 11.5 | 4W INSPE ELEC 313CR9000 ON | ON | 2 | 2
313 | 313-CR-9004 | Crusher 04 Secondary | Weeks | 4 |  | INSPE | LINT - Industrial Technician | 2 | 2 | 4W INSPE MECH 313CR9001 OFF | OFF | 2 | 2
313 | 313-CR-9004 | Crusher 04 Secondary | Weeks | 4 |  | MANT | LINT - Industrial Technician | 10 | 41 | 4W MANT MECH 313CR9000 OFF | OFF | 2 | 2
313 | 313-CR-9004 | Crusher 04 Secondary | Weeks | 4 |  | INSPE | LINT - Industrial Technician | 2 | 15.5 | 4W INSPE MECH 313CR9001 ON | ON | 2 | 2
313 | 313-CR-9004 | Crusher 04 Secondary | Weeks | 4 |  | MANT | LLUB - Lube Technician | 2 | 1 | 4W MANT LUBR 313CR9000 OFF | OFF | 2 | 2
313 | 313-CR-9004 | Crusher 04 Secondary | Weeks | 4 |  | INSPE | LLUB - Lube Technician | 2 | 1 | 4W INSPE LUBR 313CR9000 ON | ON | 2 | 2
313 | 313-CR-9004 | Crusher 04 Secondary | Weeks | 4 |  | MANT | LLUB - Lube Technician | 2 | 1.5 | 4W MANT LUBR 313CR9000 ON | ON | 2 | 2
313 | 313-CR-9004 | Crusher 04 Secondary | Weeks | 8 |  | CONMON | LCMT - Cond Monitor Tech | 2 | 2.5 | 8W CONMON ELE 313-CR-9001 ON | ON | 2 | 2
313 | 313-CR-9004 | Crusher 04 Secondary | Weeks | 8 |  | INSPE | LCRP - C&I Technician | 2 | 15 | 8W INSPE INST 313CR9000 OFF | OFF | 2 | 2
313 | 313-CR-9004 | Crusher 04 Secondary | Weeks | 8 |  | MANT | LCRP - C&I Technician | 2 | 3.5 | 8W MANT INST 313CR9000 OFF | OFF | 2 | 2
313 | 313-CR-9004 | Crusher 04 Secondary | Weeks | 8 |  | INSPE | LCRP - C&I Technician | 2 | 3 | 8W INSPE INST 313CR9000 ON | ON | 2 | 2
313 | 313-CR-9004 | Crusher 04 Secondary | Weeks | 8 |  | INSPE | LELV - Electrician | 2 | 5 | 8W INSPE ELEC 313CR9000 OFF | OFF | 2 | 2
313 | 313-CR-9004 | Crusher 04 Secondary | Weeks | 8 |  | MANT | LELV - Electrician | 2 | 2 | 8W MANT ELEC 313CR9000 OFF | OFF | 2 | 2
313 | 313-CR-9004 | Crusher 04 Secondary | Weeks | 8 |  | INSPE | LELV - Electrician | 2 | 2 | 8W INSPE ELEC 313CR9000 ON | ON | 2 | 2
313 | 313-CR-9004 | Crusher 04 Secondary | Weeks | 8 |  | INSPE | LINT - Industrial Technician | 2 | 6.5 | 8W INSPE MECH 313CR9001 OFF | OFF | 2 | 2
313 | 313-CR-9004 | Crusher 04 Secondary | Weeks | 8 |  | MANT | LINT - Industrial Technician | 4 | 6 | 8W MANT MECH 313CR9001 OFF | OFF | 2 | 2
313 | 313-CR-9004 | Crusher 04 Secondary | Weeks | 8 |  | INSPE | LINT - Industrial Technician | 2 | 1 | 8W INSPE MECH 313CR9000 ON | ON | 2 | 2
313 | 313-CR-9004 | Crusher 04 Secondary | Weeks | 8 |  | INSPE | LELV - Electrician | 2 | 2 | 8W INSPE ELEC 313CR9000 OFF | OFF | 2 | 2
313 | 313-CR-9004 | Crusher 04 Secondary | Weeks | 13 |  | INSPE | LELV - Electrician | 2 | 1 | 13W INSPE ELEC 313CR9000 OFF | OFF | 0 | 2 | 13W_Plant_Shutdown
313 | 313-CR-9004 | Crusher 04 Secondary | Weeks | 13 |  | INSPE | LELV - Electrician | 2 | 1 | 13W INSPE ELEC 313CR9000 ON | ON | 2 | 2
313 | 313-CR-9004 | Crusher 04 Secondary | Weeks | 13 |  | MANT | LLUB - Lube Technician | 2 | 8 | 13W MANT LUBR 313CR9000 ON | ON | 2 | 2
313 | 313-CR-9004 | Crusher 04 Secondary | Weeks | 13 |  | MANT | LELV - Electrician | 2 | 8.5 | 13W MANT ELEC 313CR9000 OFF | OFF | 0 | 2 | 13W_Plant_Shutdown
313 | 313-CR-9004 | Crusher 04 Secondary | Weeks | 13 |  | INSPE | LINT - Industrial Technician | 2 | 5 | 13W INSPE MECH 313CR9001 OFF | OFF | 0 | 2 | 13W_Plant_Shutdown
313 | 313-CR-9004 | Crusher 04 Secondary | Weeks | 13 |  | MANT | LINT - Industrial Technician | 2 | 1 | 13W MANT MECH 313CR9001 OFF | OFF | 0 | 2 | 13W_Plant_Shutdown
313 | 313-CR-9004 | Crusher 04 Secondary | Weeks | 13 |  | INSPE | LINT - Industrial Technician | 2 | 3.5 | 13W INSPE MECH 313CR9001 ON | ON | 2 | 2
313 | 313-CR-9004 | Crusher 04 Secondary | Weeks | 13 |  | CONMON | LCMT - Cond Monitor Tech | 2 | 4 | 13W CONMON MECH 313CR9001 OFF | OFF | 0 | 2 | 13W_Plant_Shutdown
313 | 313-CR-9004 | Crusher 04 Secondary | Weeks | 13 |  | INSPE | LELV - Electrician | 2 | 1.5 | 13W INSPE ELEC 313CR9000 OFF | OFF | 0 | 2 | 13W_Plant_Shutdown
313 | 313-CR-9004 | Crusher 04 Secondary | Weeks | 26 |  | CONMON | LCMT - Cond Monitor Tech | 2 | 3 | 26W CONMON ELEC 313-CR-9001 ON | ON | 2 | 2
313 | 313-CR-9004 | Crusher 04 Secondary | Weeks | 26 |  | INSPE | LELV - Electrician | 2 | 4.5 | 26W INSPE ELEC 313CR9000 OFF | OFF | 0 | 2 | 26W_Plant_Shutdown
313 | 313-CR-9004 | Crusher 04 Secondary | Weeks | 26 |  | INSPE | LELV - Electrician | 2 | 1 | 26W INSPE ELEC 313CR9000 ON | ON | 2 | 2
313 | 313-CR-9004 | Crusher 04 Secondary | Weeks | 26 |  | INSPE | LCRP - C&I Technician | 2 | 5 | 26W INSPE INST 313CR9000 OFF | OFF | 0 | 2 | 26W_Plant_Shutdown
313 | 313-CR-9004 | Crusher 04 Secondary | Weeks | 26 |  | MANT | LCRP - C&I Technician | 2 | 1.5 | 26W MANT INST 313CR9000 OFF | OFF | 0 | 2 | 26W_Plant_Shutdown
313 | 313-CR-9004 | Crusher 04 Secondary | Weeks | 26 |  | INSPE | LELV - Electrician | 2 | 20 | 26W INSPE ELEC 313CR9000 OFF | OFF | 0 | 2 | 26W_Plant_Shutdown
313 | 313-CR-9004 | Crusher 04 Secondary | Weeks | 26 |  | MANT | LELV - Electrician | 2 | 14.5 | 26W MANT ELEC 313CR9000 OFF | OFF | 0 | 2 | 26W_Plant_Shutdown
313 | 313-CR-9004 | Crusher 04 Secondary | Weeks | 26 |  | INSPE | LELV - Electrician | 2 | 17.5 | 26W INSPE ELEC 313CR9000 ON | ON | 2 | 2
313 | 313-CR-9004 | Crusher 04 Secondary | Weeks | 26 |  | MANT | LINT - Industrial Technician | 2 | 1 | 26W MANT MECH 313CR9001 OFF | OFF | 0 | 2 | 26W_Plant_Shutdown
313 | 313-CR-9004 | Crusher 04 Secondary | Weeks | 26 |  | INSPE | LINT - Industrial Technician | 2 | 3.5 | 26W INSPE MECH 313CR9001 ON | ON | 2 | 2
313 | 313-CR-9004 | Crusher 04 Secondary | Weeks | 52 |  | INSPE | LELV - Electrician | 2 | 8.5 | 52W INSPE ELEC 313CR9000 OFF | OFF | 0 | 2 | 52W_Plant_Shutdown
313 | 313-CR-9004 | Crusher 04 Secondary | Weeks | 52 |  | INSPE | LELV - Electrician | 2 | 3 | 52W INSPE ELEC 313CR9000 ON | ON | 2 | 2
313 | 313-CR-9004 | Crusher 04 Secondary | Weeks | 52 |  | INSPE | LINT - Industrial Technician | 2 | 6 | 52W INSPE MECH 313CR9001 OFF | OFF | 0 | 2 | 52W_Plant_Shutdown
313 | 313-CR-9004 | Crusher 04 Secondary | Weeks | 52 |  | MANT | LINT - Industrial Technician | 2 | 10 | 52W MANT MECH 313CR9001 OFF | OFF | 0 | 2 | 52W_Plant_Shutdown
313 | 313-CR-9004 | Crusher 04 Secondary | Weeks | 52 |  | INSPE | LINT - Industrial Technician | 2 | 5 | 52W INSPE MECH 313CR9001 ON | ON | 2 | 2
313 | 313-CR-9004 | Crusher 04 Secondary | Weeks | 104 |  | MANT | LINT - Industrial Technician | 2 | 7 | 104W MANT MECH 313CR9001 OFF | OFF | 0 | 2 | 104W_Plant_Shutdown
313 | 313-CV-9001 | Conveyor 01 Crushd Ore Transfr | Weeks | 1 |  | INSPE | LCRP - C&I Technician | 2 | 0.5 | 1W INSPE INSTR 313CV9000 ON | ON | 2 | 2
313 | 313-CV-9001 | Conveyor 01 Crushd Ore Transfr | Weeks | 1 |  | INSPE | LELV - Electrician | 2 | 0.5 | 1W INSPE ELEC 313CV9000 ON | ON | 2 | 2
313 | 313-CV-9001 | Conveyor 01 Crushd Ore Transfr | Weeks | 1 |  | INSPE | LINT - Industrial Technician | 2 | 3 | 1W INSPE MECH 313CV9000 OFF | OFF | 2 | 2
313 | 313-CV-9001 | Conveyor 01 Crushd Ore Transfr | Weeks | 1 |  | INSPE | LINT - Industrial Technician | 2 | 29.5 | 1W INSPE MECH 313CV9000 ON | ON | 2 | 2
313 | 313-CV-9001 | Conveyor 01 Crushd Ore Transfr | Weeks | 2 |  | INSPE | LCRP - C&I Technician | 2 | 2 | 2W INSPE INSTR 313CV9000 ON | ON | 2 | 2
313 | 313-CV-9001 | Conveyor 01 Crushd Ore Transfr | Weeks | 2 |  | INSPE | LELV - Electrician | 2 | 0.5 | 2W INSPE ELEC 313CV9000 ON | ON | 2 | 2
313 | 313-CV-9001 | Conveyor 01 Crushd Ore Transfr | Weeks | 2 |  | INSPE | LINT - Industrial Technician | 2 | 1.5 | 2W INSPE MECH 313CV9000 ON | ON | 2 | 2
313 | 313-CV-9001 | Conveyor 01 Crushd Ore Transfr | Weeks | 4 |  | CONMON | LCMT - Cond Monitor Tech | 2 | 0.5 | 4W CONMON MECH 313CV9000 OFF | OFF | 2 | 2
313 | 313-CV-9001 | Conveyor 01 Crushd Ore Transfr | Weeks | 4 |  | CONMON | LCMT - Cond Monitor Tech | 2 | 7 | 4W CONMON ELEC 313CV9000 ON | ON | 2 | 2
313 | 313-CV-9001 | Conveyor 01 Crushd Ore Transfr | Weeks | 4 |  | CONMON | LCMT - Cond Monitor Tech | 2 | 10.5 | 4W CONMON MECH 313CV9000 ON | ON | 2 | 2
313 | 313-CV-9001 | Conveyor 01 Crushd Ore Transfr | Weeks | 4 |  | INSPE | LCRP - C&I Technician | 2 | 21 | 4W INSPE INSTR 313CV9000 OFF | OFF | 2 | 2
313 | 313-CV-9001 | Conveyor 01 Crushd Ore Transfr | Weeks | 4 |  | INSPE | LCRP - C&I Technician | 2 | 19 | 4W INSPE INSTR 313CV9000 ON | ON | 2 | 2
313 | 313-CV-9001 | Conveyor 01 Crushd Ore Transfr | Weeks | 4 |  | INSPE | LELV - Electrician | 2 | 2 | 4W INSPE ELEC 313CV9000 ON | ON | 2 | 2
313 | 313-CV-9001 | Conveyor 01 Crushd Ore Transfr | Weeks | 4 |  | INSPE | LINT - Industrial Technician | 2 | 2 | 4W INSPE MECH 313CV9000 OFF | OFF | 2 | 2
313 | 313-CV-9001 | Conveyor 01 Crushd Ore Transfr | Weeks | 4 |  | INSPE | LINT - Industrial Technician | 2 | 15 | 4W INSPE MECH 313CV9000 ON | ON | 2 | 2
313 | 313-CV-9001 | Conveyor 01 Crushd Ore Transfr | Weeks | 4 |  | INSPE | LLUB - Lube Technician | 2 | 3.5 | 4W INSPE LUBE 313CV9000 ON | ON | 2 | 2
313 | 313-CV-9001 | Conveyor 01 Crushd Ore Transfr | Weeks | 8 |  | CONMON | LCMT - Cond Monitor Tech | 2 | 3.5 | 8W CONMON ELEC 313CV9000 ON | ON | 2 | 2
313 | 313-CV-9001 | Conveyor 01 Crushd Ore Transfr | Weeks | 8 |  | CONMON | LCMT - Cond Monitor Tech | 2 | 4 | 8W CONMON MECH 313CV9000 ON | ON | 2 | 2
313 | 313-CV-9001 | Conveyor 01 Crushd Ore Transfr | Weeks | 8 |  | INSPE | LCRP - C&I Technician | 2 | 4 | 8W INSPE INSTR 313CV9000 OFF | OFF | 2 | 2
313 | 313-CV-9001 | Conveyor 01 Crushd Ore Transfr | Weeks | 8 |  | MANT | LCRP - C&I Technician | 2 | 9 | 8W MANT INSTR 313CV9000 OFF | OFF | 2 | 2
313 | 313-CV-9001 | Conveyor 01 Crushd Ore Transfr | Weeks | 8 |  | INSPE | LCRP - C&I Technician | 2 | 14 | 8W INSPE INSTR 313CV9000 ON | ON | 2 | 2
313 | 313-CV-9001 | Conveyor 01 Crushd Ore Transfr | Weeks | 8 |  | INSPE | LELV - Electrician | 2 | 7.5 | 8W INSPE ELEC 313CV9000 OFF | OFF | 2 | 2
313 | 313-CV-9001 | Conveyor 01 Crushd Ore Transfr | Weeks | 8 |  | INSPE | LELV - Electrician | 2 | 1.5 | 8W INSPE ELEC 313CV9000 ON | ON | 2 | 2
313 | 313-CV-9001 | Conveyor 01 Crushd Ore Transfr | Weeks | 8 |  | MANT | LINT - Industrial Technician | 2 | 21 | 8W MANT MECH 313CV9000 OFF | OFF | 2 | 2
313 | 313-CV-9001 | Conveyor 01 Crushd Ore Transfr | Weeks | 8 |  | INSPE | LINT - Industrial Technician | 2 | 11.5 | 8W INSPE MECH 313CV9000 ON | ON | 2 | 2
313 | 313-CV-9001 | Conveyor 01 Crushd Ore Transfr | Weeks | 8 |  | MANT | LLUB - Lube Technician | 2 | 7.5 | 8W MANT LUBE 313CV9000 OFF | OFF | 2 | 2
313 | 313-CV-9001 | Conveyor 01 Crushd Ore Transfr | Weeks | 8 |  | INSPE | LLUB - Lube Technician | 2 | 1 | 8W INSPE LUBE 313CV9000 ON | ON | 2 | 2
313 | 313-CV-9001 | Conveyor 01 Crushd Ore Transfr | Weeks | 13 |  | INSPE | LCRP - C&I Technician | 2 | 8.5 | 13W INSPE INSTR 313CV9000 OFF | OFF | 0 | 2 | 13W_Plant_Shutdown
313 | 313-CV-9001 | Conveyor 01 Crushd Ore Transfr | Weeks | 13 |  | INSPE | LCRP - C&I Technician | 2 | 14.5 | 13W INSPE INSTR 313CV9000 ON | ON | 2 | 2
313 | 313-CV-9001 | Conveyor 01 Crushd Ore Transfr | Weeks | 13 |  | INSPE | LELV - Electrician | 2 | 14 | 13W INSPE ELEC 313CV9000 ON | ON | 2 | 2
313 | 313-CV-9001 | Conveyor 01 Crushd Ore Transfr | Weeks | 13 |  | INSPE | LINT - Industrial Technician | 2 | 2.5 | 13W INSPE MECH 313CV9000 ON | ON | 2 | 2
313 | 313-CV-9001 | Conveyor 01 Crushd Ore Transfr | Weeks | 13 |  | MANT | LLUB - Lube Technician | 2 | 3 | 13W MANT LUBE 313CV9000 OFF | OFF | 0 | 2 | 13W_Plant_Shutdown
313 | 313-CV-9001 | Conveyor 01 Crushd Ore Transfr | Weeks | 13 |  | INSPE | LELV - Electrician | 2 | 0.5 | 13W INSPE ELEC 313CV9000 OFF | OFF | 0 | 2 | 13W_Plant_Shutdown
313 | 313-CV-9001 | Conveyor 01 Crushd Ore Transfr | Weeks | 13 |  | MANT | LELV - Electrician | 2 | 1.5 | 13W MANT ELEC 313CV9000 OFF | OFF | 0 | 2 | 13W_Plant_Shutdown
313 | 313-CV-9001 | Conveyor 01 Crushd Ore Transfr | Weeks | 13 |  | INSPE | LELV - Electrician | 2 | 0.5 | 13W INSPE ELEC 313CV9000 ON | ON | 2 | 2
313 | 313-CV-9001 | Conveyor 01 Crushd Ore Transfr | Weeks | 26 |  | CONMON | LCMT - Cond Monitor Tech | 2 | 8 | 26W CONMON MECH 313CV9000 OFF | OFF | 0 | 2 | 26W_Plant_Shutdown
313 | 313-CV-9001 | Conveyor 01 Crushd Ore Transfr | Weeks | 26 |  | CONMON | LCMT - Cond Monitor Tech | 2 | 16 | 26W CONMON ULTRAS 313CV9000 OFF | OFF | 0 | 2 | 26W_Plant_Shutdown
313 | 313-CV-9001 | Conveyor 01 Crushd Ore Transfr | Weeks | 26 |  | CONMON | LCMT - Cond Monitor Tech | 2 | 4 | 26W CONMON THERMOG 313CV9000 ON | ON | 2 | 2
313 | 313-CV-9001 | Conveyor 01 Crushd Ore Transfr | Weeks | 26 |  | INSPE | LCRP - C&I Technician | 2 | 3 | 26W INSPE INSTR 313CV9000 OFF | OFF | 0 | 2 | 26W_Plant_Shutdown
313 | 313-CV-9001 | Conveyor 01 Crushd Ore Transfr | Weeks | 26 |  | MANT | LCRP - C&I Technician | 2 | 2.5 | 26W MANT INSTR 313CV9000 OFF | OFF | 0 | 2 | 26W_Plant_Shutdown
313 | 313-CV-9001 | Conveyor 01 Crushd Ore Transfr | Weeks | 26 |  | MANT | LELV - Electrician | 2 | 42 | 26W MANT ELEC 313CV9000 OFF | OFF | 0 | 2 | 26W_Plant_Shutdown
313 | 313-CV-9001 | Conveyor 01 Crushd Ore Transfr | Weeks | 26 |  | INSPE | LELV - Electrician | 2 | 23.5 | 26W INSPE ELEC 313CV9000 ON | ON | 2 | 2
313 | 313-CV-9001 | Conveyor 01 Crushd Ore Transfr | Weeks | 26 |  | MANT | LINT - Industrial Technician | 2 | 11 | 26W MANT MECH 313CV9000 OFF | OFF | 0 | 2 | 26W_Plant_Shutdown
313 | 313-CV-9001 | Conveyor 01 Crushd Ore Transfr | Weeks | 26 |  | INSPE | LINT - Industrial Technician | 2 | 10.5 | 26W INSPE MECH 313CV9000 ON | ON | 2 | 2
313 | 313-CV-9001 | Conveyor 01 Crushd Ore Transfr | Weeks | 26 |  | MANT | LLUB - Lube Technician | 2 | 6 | 26W MANT LUBE 313CV9000 OFF | OFF | 0 | 2 | 26W_Plant_Shutdown
313 | 313-CV-9001 | Conveyor 01 Crushd Ore Transfr | Weeks | 52 |  | CONMON | LCMT - Cond Monitor Tech | 2 | 5 | 52W CONMON MECH 313CV9000 OFF | OFF | 0 | 2 | 52W_Plant_Shutdown
313 | 313-CV-9001 | Conveyor 01 Crushd Ore Transfr | Weeks | 52 |  | CONMON | LCMT - Cond Monitor Tech | 2 | 9 | 52W CONMON ELEC 313CV9000 ON | ON | 2 | 2
313 | 313-CV-9001 | Conveyor 01 Crushd Ore Transfr | Weeks | 52 |  | CONMON | LCMT - Cond Monitor Tech | 2 | 11.5 | 52W CONMON MECH 313CV9000 ON | ON | 2 | 2
313 | 313-CV-9001 | Conveyor 01 Crushd Ore Transfr | Weeks | 52 |  | MANT | LCRP - C&I Technician | 2 | 1 | 52W MANT INSTR 313CV9000 OFF | OFF | 0 | 2 | 52W_Plant_Shutdown
313 | 313-CV-9001 | Conveyor 01 Crushd Ore Transfr | Weeks | 52 |  | INSPE | LELV - Electrician | 2 | 17 | 52W INSPE ELEC 313CV9000 OFF | OFF | 0 | 2 | 52W_Plant_Shutdown
313 | 313-CV-9001 | Conveyor 01 Crushd Ore Transfr | Weeks | 52 |  | INSPE | LELV - Electrician | 2 | 5 | 52W INSPE ELEC 313CV9000 ON | ON | 2 | 2
313 | 313-CV-9001 | Conveyor 01 Crushd Ore Transfr | Weeks | 52 |  | INSPE | LINT - Industrial Technician | 2 | 0.5 | 52W INSPE MECH 313CV9000 OFF | OFF | 0 | 2 | 52W_Plant_Shutdown
313 | 313-CV-9001 | Conveyor 01 Crushd Ore Transfr | Weeks | 52 |  | MANT | LINT - Industrial Technician | 2 | 8 | 52W MANT MECH 313CV9000 OFF | OFF | 0 | 2 | 52W_Plant_Shutdown
313 | 313-CV-9001 | Conveyor 01 Crushd Ore Transfr | Weeks | 52 |  | INSPE | LINT - Industrial Technician | 2 | 2 | 52W INSPE MECH 313CV9000 ON | ON | 2 | 2
313 | 313-CV-9001 | Conveyor 01 Crushd Ore Transfr | Weeks | 104 |  | MANT | LINT - Industrial Technician | 6 | 36 | 104W MANT MECH 313CV9000 OFF | OFF | 0 | 2 | 104W_Plant_Shutdown
313 | 313-CV-9001 | Conveyor 01 Crushd Ore Transfr | Weeks | 156 |  | CONMON | LCMT - Cond Monitor Tech | 2 | 1 | 156W CONMON MECH 313CV9000 OFF | OFF | 0 | 2 | 156W_Plant_Shutdown
313 | 313-CV-9002 | Conveyor 02 Crushd Ore Transfr | Weeks | 1 |  | INSPE | LCRP - C&I Technician | 2 | 0.5 | 1W INSPE INSTR 313CV9000 ON | ON | 2 | 2
313 | 313-CV-9002 | Conveyor 02 Crushd Ore Transfr | Weeks | 1 |  | INSPE | LELV - Electrician | 2 | 0.5 | 1W INSPE ELEC 313CV9000 ON | ON | 2 | 2
313 | 313-CV-9002 | Conveyor 02 Crushd Ore Transfr | Weeks | 1 |  | INSPE | LINT - Industrial Technician | 2 | 3 | 1W INSPE MECH 313CV9000 OFF | OFF | 2 | 2
313 | 313-CV-9002 | Conveyor 02 Crushd Ore Transfr | Weeks | 1 |  | INSPE | LINT - Industrial Technician | 2 | 29.5 | 1W INSPE MECH 313CV9000 ON | ON | 2 | 2
313 | 313-CV-9002 | Conveyor 02 Crushd Ore Transfr | Weeks | 2 |  | INSPE | LCRP - C&I Technician | 2 | 2 | 2W INSPE INSTR 313CV9000 ON | ON | 2 | 2
313 | 313-CV-9002 | Conveyor 02 Crushd Ore Transfr | Weeks | 2 |  | INSPE | LELV - Electrician | 2 | 0.5 | 2W INSPE ELEC 313CV9000 ON | ON | 2 | 2
313 | 313-CV-9002 | Conveyor 02 Crushd Ore Transfr | Weeks | 2 |  | INSPE | LINT - Industrial Technician | 2 | 1.5 | 2W INSPE MECH 313CV9000 ON | ON | 2 | 2
313 | 313-CV-9002 | Conveyor 02 Crushd Ore Transfr | Weeks | 4 |  | CONMON | LCMT - Cond Monitor Tech | 2 | 0.5 | 4W CONMON MECH 313CV9000 OFF | OFF | 2 | 2
313 | 313-CV-9002 | Conveyor 02 Crushd Ore Transfr | Weeks | 4 |  | CONMON | LCMT - Cond Monitor Tech | 2 | 7 | 4W CONMON ELEC 313CV9000 ON | ON | 2 | 2
313 | 313-CV-9002 | Conveyor 02 Crushd Ore Transfr | Weeks | 4 |  | CONMON | LCMT - Cond Monitor Tech | 2 | 10.5 | 4W CONMON MECH 313CV9000 ON | ON | 2 | 2
313 | 313-CV-9002 | Conveyor 02 Crushd Ore Transfr | Weeks | 4 |  | INSPE | LCRP - C&I Technician | 2 | 21 | 4W INSPE INSTR 313CV9000 OFF | OFF | 2 | 2
313 | 313-CV-9002 | Conveyor 02 Crushd Ore Transfr | Weeks | 4 |  | INSPE | LCRP - C&I Technician | 2 | 19 | 4W INSPE INSTR 313CV9000 ON | ON | 2 | 2
313 | 313-CV-9002 | Conveyor 02 Crushd Ore Transfr | Weeks | 4 |  | INSPE | LELV - Electrician | 2 | 2 | 4W INSPE ELEC 313CV9000 ON | ON | 2 | 2
313 | 313-CV-9002 | Conveyor 02 Crushd Ore Transfr | Weeks | 4 |  | INSPE | LINT - Industrial Technician | 2 | 2 | 4W INSPE MECH 313CV9000 OFF | OFF | 2 | 2
313 | 313-CV-9002 | Conveyor 02 Crushd Ore Transfr | Weeks | 4 |  | INSPE | LINT - Industrial Technician | 2 | 15 | 4W INSPE MECH 313CV9000 ON | ON | 2 | 2
313 | 313-CV-9002 | Conveyor 02 Crushd Ore Transfr | Weeks | 4 |  | INSPE | LLUB - Lube Technician | 2 | 3.5 | 4W INSPE LUBE 313CV9000 ON | ON | 2 | 2
313 | 313-CV-9002 | Conveyor 02 Crushd Ore Transfr | Weeks | 8 |  | CONMON | LCMT - Cond Monitor Tech | 2 | 3.5 | 8W CONMON ELEC 313CV9000 ON | ON | 2 | 2
313 | 313-CV-9002 | Conveyor 02 Crushd Ore Transfr | Weeks | 8 |  | CONMON | LCMT - Cond Monitor Tech | 2 | 4 | 8W CONMON MECH 313CV9000 ON | ON | 2 | 2
313 | 313-CV-9002 | Conveyor 02 Crushd Ore Transfr | Weeks | 8 |  | INSPE | LCRP - C&I Technician | 2 | 4 | 8W INSPE INSTR 313CV9000 OFF | OFF | 2 | 2
313 | 313-CV-9002 | Conveyor 02 Crushd Ore Transfr | Weeks | 8 |  | MANT | LCRP - C&I Technician | 2 | 9 | 8W MANT INSTR 313CV9000 OFF | OFF | 2 | 2
313 | 313-CV-9002 | Conveyor 02 Crushd Ore Transfr | Weeks | 8 |  | INSPE | LCRP - C&I Technician | 2 | 14 | 8W INSPE INSTR 313CV9000 ON | ON | 2 | 2
313 | 313-CV-9002 | Conveyor 02 Crushd Ore Transfr | Weeks | 8 |  | INSPE | LELV - Electrician | 2 | 7.5 | 8W INSPE ELEC 313CV9000 OFF | OFF | 2 | 2
313 | 313-CV-9002 | Conveyor 02 Crushd Ore Transfr | Weeks | 8 |  | INSPE | LELV - Electrician | 2 | 1.5 | 8W INSPE ELEC 313CV9000 ON | ON | 2 | 2
313 | 313-CV-9002 | Conveyor 02 Crushd Ore Transfr | Weeks | 8 |  | MANT | LINT - Industrial Technician | 2 | 21 | 8W MANT MECH 313CV9000 OFF | OFF | 2 | 2
313 | 313-CV-9002 | Conveyor 02 Crushd Ore Transfr | Weeks | 8 |  | INSPE | LINT - Industrial Technician | 2 | 11.5 | 8W INSPE MECH 313CV9000 ON | ON | 2 | 2
313 | 313-CV-9002 | Conveyor 02 Crushd Ore Transfr | Weeks | 8 |  | MANT | LLUB - Lube Technician | 2 | 7.5 | 8W MANT LUBE 313CV9000 OFF | OFF | 2 | 2
313 | 313-CV-9002 | Conveyor 02 Crushd Ore Transfr | Weeks | 8 |  | INSPE | LLUB - Lube Technician | 2 | 1 | 8W INSPE LUBE 313CV9000 ON | ON | 2 | 2
313 | 313-CV-9002 | Conveyor 02 Crushd Ore Transfr | Weeks | 13 |  | INSPE | LCRP - C&I Technician | 2 | 8.5 | 13W INSPE INSTR 313CV9000 OFF | OFF | 0 | 2 | 13W_Plant_Shutdown
313 | 313-CV-9002 | Conveyor 02 Crushd Ore Transfr | Weeks | 13 |  | INSPE | LCRP - C&I Technician | 2 | 14.5 | 13W INSPE INSTR 313CV9000 ON | ON | 2 | 2
313 | 313-CV-9002 | Conveyor 02 Crushd Ore Transfr | Weeks | 13 |  | INSPE | LELV - Electrician | 2 | 14 | 13W INSPE ELEC 313CV9000 ON | ON | 2 | 2
313 | 313-CV-9002 | Conveyor 02 Crushd Ore Transfr | Weeks | 13 |  | INSPE | LINT - Industrial Technician | 2 | 2.5 | 13W INSPE MECH 313CV9000 ON | ON | 2 | 2
313 | 313-CV-9002 | Conveyor 02 Crushd Ore Transfr | Weeks | 13 |  | MANT | LLUB - Lube Technician | 2 | 3 | 13W MANT LUBE 313CV9000 OFF | OFF | 0 | 2 | 13W_Plant_Shutdown
313 | 313-CV-9002 | Conveyor 02 Crushd Ore Transfr | Weeks | 13 |  | INSPE | LELV - Electrician | 2 | 0.5 | 13W INSPE ELEC 313CV9000 OFF | OFF | 0 | 2 | 13W_Plant_Shutdown
313 | 313-CV-9002 | Conveyor 02 Crushd Ore Transfr | Weeks | 13 |  | MANT | LELV - Electrician | 2 | 1.5 | 13W MANT ELEC 313CV9000 OFF | OFF | 0 | 2 | 13W_Plant_Shutdown
313 | 313-CV-9002 | Conveyor 02 Crushd Ore Transfr | Weeks | 13 |  | INSPE | LELV - Electrician | 2 | 0.5 | 13W INSPE ELEC 313CV9000 ON | ON | 2 | 2
313 | 313-CV-9002 | Conveyor 02 Crushd Ore Transfr | Weeks | 26 |  | CONMON | LCMT - Cond Monitor Tech | 2 | 8 | 26W CONMON MECH 313CV9000 OFF | OFF | 0 | 2 | 26W_Plant_Shutdown
313 | 313-CV-9002 | Conveyor 02 Crushd Ore Transfr | Weeks | 26 |  | CONMON | LCMT - Cond Monitor Tech | 2 | 16 | 26W CONMON ULTRAS 313CV9000 OFF | OFF | 0 | 2 | 26W_Plant_Shutdown
313 | 313-CV-9002 | Conveyor 02 Crushd Ore Transfr | Weeks | 26 |  | CONMON | LCMT - Cond Monitor Tech | 2 | 4 | 26W CONMON THERMOG 313CV9000 ON | ON | 2 | 2
313 | 313-CV-9002 | Conveyor 02 Crushd Ore Transfr | Weeks | 26 |  | INSPE | LCRP - C&I Technician | 2 | 3 | 26W INSPE INSTR 313CV9000 OFF | OFF | 0 | 2 | 26W_Plant_Shutdown
313 | 313-CV-9002 | Conveyor 02 Crushd Ore Transfr | Weeks | 26 |  | MANT | LCRP - C&I Technician | 2 | 2.5 | 26W MANT INSTR 313CV9000 OFF | OFF | 0 | 2 | 26W_Plant_Shutdown
313 | 313-CV-9002 | Conveyor 02 Crushd Ore Transfr | Weeks | 26 |  | MANT | LELV - Electrician | 2 | 42 | 26W MANT ELEC 313CV9000 OFF | OFF | 0 | 2 | 26W_Plant_Shutdown
313 | 313-CV-9002 | Conveyor 02 Crushd Ore Transfr | Weeks | 26 |  | INSPE | LELV - Electrician | 2 | 23.5 | 26W INSPE ELEC 313CV9000 ON | ON | 2 | 2
313 | 313-CV-9002 | Conveyor 02 Crushd Ore Transfr | Weeks | 26 |  | MANT | LINT - Industrial Technician | 2 | 11 | 26W MANT MECH 313CV9000 OFF | OFF | 0 | 2 | 26W_Plant_Shutdown
313 | 313-CV-9002 | Conveyor 02 Crushd Ore Transfr | Weeks | 26 |  | INSPE | LINT - Industrial Technician | 2 | 10.5 | 26W INSPE MECH 313CV9000 ON | ON | 2 | 2
313 | 313-CV-9002 | Conveyor 02 Crushd Ore Transfr | Weeks | 26 |  | MANT | LLUB - Lube Technician | 2 | 6 | 26W MANT LUBE 313CV9000 OFF | OFF | 0 | 2 | 26W_Plant_Shutdown
313 | 313-CV-9002 | Conveyor 02 Crushd Ore Transfr | Weeks | 52 |  | CONMON | LCMT - Cond Monitor Tech | 2 | 5 | 52W CONMON MECH 313CV9000 OFF | OFF | 0 | 2 | 52W_Plant_Shutdown
313 | 313-CV-9002 | Conveyor 02 Crushd Ore Transfr | Weeks | 52 |  | CONMON | LCMT - Cond Monitor Tech | 2 | 9 | 52W CONMON ELEC 313CV9000 ON | ON | 2 | 2
313 | 313-CV-9002 | Conveyor 02 Crushd Ore Transfr | Weeks | 52 |  | CONMON | LCMT - Cond Monitor Tech | 2 | 11.5 | 52W CONMON MECH 313CV9000 ON | ON | 2 | 2
313 | 313-CV-9002 | Conveyor 02 Crushd Ore Transfr | Weeks | 52 |  | MANT | LCRP - C&I Technician | 2 | 1 | 52W MANT INSTR 313CV9000 OFF | OFF | 0 | 2 | 52W_Plant_Shutdown
313 | 313-CV-9002 | Conveyor 02 Crushd Ore Transfr | Weeks | 52 |  | INSPE | LELV - Electrician | 2 | 17 | 52W INSPE ELEC 313CV9000 OFF | OFF | 0 | 2 | 52W_Plant_Shutdown
313 | 313-CV-9002 | Conveyor 02 Crushd Ore Transfr | Weeks | 52 |  | INSPE | LELV - Electrician | 2 | 5 | 52W INSPE ELEC 313CV9000 ON | ON | 2 | 2
313 | 313-CV-9002 | Conveyor 02 Crushd Ore Transfr | Weeks | 52 |  | INSPE | LINT - Industrial Technician | 2 | 0.5 | 52W INSPE MECH 313CV9000 OFF | OFF | 0 | 2 | 52W_Plant_Shutdown
313 | 313-CV-9002 | Conveyor 02 Crushd Ore Transfr | Weeks | 52 |  | MANT | LINT - Industrial Technician | 2 | 8 | 52W MANT MECH 313CV9000 OFF | OFF | 0 | 2 | 52W_Plant_Shutdown
313 | 313-CV-9002 | Conveyor 02 Crushd Ore Transfr | Weeks | 52 |  | INSPE | LINT - Industrial Technician | 2 | 2 | 52W INSPE MECH 313CV9000 ON | ON | 2 | 2
313 | 313-CV-9002 | Conveyor 02 Crushd Ore Transfr | Weeks | 104 |  | MANT | LINT - Industrial Technician | 6 | 36 | 104W MANT MECH 313CV9000 OFF | OFF | 0 | 2 | 104W_Plant_Shutdown
313 | 313-CV-9002 | Conveyor 02 Crushd Ore Transfr | Weeks | 156 |  | CONMON | LCMT - Cond Monitor Tech | 2 | 1 | 156W CONMON MECH 313CV9000 OFF | OFF | 0 | 2 | 156W_Plant_Shutdown
313 | 313-CV-9003 | Conveyor 01 Bypass Dribble | Weeks | 1 |  | INSPE | LCRP - C&I Technician | 2 | 0.5 | 1W INSPE INSTR 313CV9000 ON | ON | 2 | 2
313 | 313-CV-9003 | Conveyor 01 Bypass Dribble | Weeks | 1 |  | INSPE | LINT - Industrial Technician | 2 | 3 | 1W INSPE MECH 313CV9000 OFF | OFF | 2 | 2
313 | 313-CV-9003 | Conveyor 01 Bypass Dribble | Weeks | 1 |  | INSPE | LINT - Industrial Technician | 2 | 20 | 1W INSPE MECH 313CV9000 ON | ON | 2 | 2
313 | 313-CV-9003 | Conveyor 01 Bypass Dribble | Weeks | 4 |  | CONMON | LCMT - Cond Monitor Tech | 2 | 2 | 4W CONMON ELEC 313CV9000 ON | ON | 2 | 2
313 | 313-CV-9003 | Conveyor 01 Bypass Dribble | Weeks | 4 |  | CONMON | LCMT - Cond Monitor Tech | 2 | 3 | 4W CONMON MECH 313CV9000 ON | ON | 2 | 2
313 | 313-CV-9003 | Conveyor 01 Bypass Dribble | Weeks | 4 |  | INSPE | LCRP - C&I Technician | 2 | 6.5 | 4W INSPE INSTR 313CV9000 OFF | OFF | 2 | 2
313 | 313-CV-9003 | Conveyor 01 Bypass Dribble | Weeks | 4 |  | INSPE | LCRP - C&I Technician | 2 | 1.5 | 4W INSPE INSTR 313CV9000 ON | ON | 2 | 2
313 | 313-CV-9003 | Conveyor 01 Bypass Dribble | Weeks | 4 |  | INSPE | LELV - Electrician | 2 | 3.5 | 4W INSPE ELEC 313CV9000 ON | ON | 2 | 2
313 | 313-CV-9003 | Conveyor 01 Bypass Dribble | Weeks | 4 |  | INSPE | LINT - Industrial Technician | 2 | 2 | 4W INSPE MECH 313CV9000 OFF | OFF | 2 | 2
313 | 313-CV-9003 | Conveyor 01 Bypass Dribble | Weeks | 4 |  | INSPE | LINT - Industrial Technician | 2 | 3.5 | 4W INSPE MECH 313CV9000 ON | ON | 2 | 2
313 | 313-CV-9003 | Conveyor 01 Bypass Dribble | Weeks | 4 |  | INSPE | LLUB - Lube Technician | 2 | 1 | 4W INSPE LUBE 313CV9000 ON | ON | 2 | 2
313 | 313-CV-9003 | Conveyor 01 Bypass Dribble | Weeks | 8 |  | CONMON | LCMT - Cond Monitor Tech | 2 | 2 | 8W CONMON ELEC 313CV9000 ON | ON | 2 | 2
313 | 313-CV-9003 | Conveyor 01 Bypass Dribble | Weeks | 8 |  | CONMON | LCMT - Cond Monitor Tech | 2 | 1 | 8W CONMON MECH 313CV9000 ON | ON | 2 | 2
313 | 313-CV-9003 | Conveyor 01 Bypass Dribble | Weeks | 8 |  | MANT | LCRP - C&I Technician | 2 | 1 | 8W MANT INSTR 313CV9000 OFF | OFF | 2 | 2
313 | 313-CV-9003 | Conveyor 01 Bypass Dribble | Weeks | 8 |  | INSPE | LELV - Electrician | 2 | 6.5 | 8W INSPE ELEC 313CV9000 OFF | OFF | 2 | 2
313 | 313-CV-9003 | Conveyor 01 Bypass Dribble | Weeks | 8 |  | INSPE | LELV - Electrician | 2 | 1.5 | 8W INSPE ELEC 313CV9000 ON | ON | 2 | 2
313 | 313-CV-9003 | Conveyor 01 Bypass Dribble | Weeks | 8 |  | MANT | LINT - Industrial Technician | 2 | 11 | 8W MANT MECH 313CV9000 OFF | OFF | 2 | 2
313 | 313-CV-9003 | Conveyor 01 Bypass Dribble | Weeks | 13 |  | INSPE | LCRP - C&I Technician | 2 | 4 | 13W INSPE INSTR 313CV9000 OFF | OFF | 2 | 2
313 | 313-CV-9003 | Conveyor 01 Bypass Dribble | Weeks | 13 |  | INSPE | LCRP - C&I Technician | 2 | 7.5 | 13W INSPE INSTR 313CV9000 ON | ON | 2 | 2
313 | 313-CV-9003 | Conveyor 01 Bypass Dribble | Weeks | 13 |  | INSPE | LELV - Electrician | 2 | 11.5 | 13W INSPE ELEC 313CV9000 ON | ON | 2 | 2
313 | 313-CV-9003 | Conveyor 01 Bypass Dribble | Weeks | 13 |  | INSPE | LINT - Industrial Technician | 2 | 0.5 | 13W INSPE MECH 313CV9000 ON | ON | 2 | 2
313 | 313-CV-9003 | Conveyor 01 Bypass Dribble | Weeks | 13 |  | INSPE | LELV - Electrician | 2 | 0.5 | 13W INSPE ELEC 313CV9000 OFF | OFF | 2 | 2
313 | 313-CV-9003 | Conveyor 01 Bypass Dribble | Weeks | 13 |  | MANT | LELV - Electrician | 2 | 1.5 | 13W MANT ELEC 313CV9000 OFF | OFF | 2 | 2
313 | 313-CV-9003 | Conveyor 01 Bypass Dribble | Weeks | 13 |  | INSPE | LELV - Electrician | 2 | 0.5 | 13W INSPE ELEC 313CV9000 ON | ON | 2 | 2
313 | 313-CV-9003 | Conveyor 01 Bypass Dribble | Weeks | 26 |  | CONMON | LCMT - Cond Monitor Tech | 2 | 2 | 26W CONMON MECH 313CV9000 OFF | OFF | 2 | 2
313 | 313-CV-9003 | Conveyor 01 Bypass Dribble | Weeks | 26 |  | CONMON | LCMT - Cond Monitor Tech | 2 | 6 | 26W CONMON ULTRAS 313CV9000 OFF | OFF | 2 | 2
313 | 313-CV-9003 | Conveyor 01 Bypass Dribble | Weeks | 26 |  | CONMON | LCMT - Cond Monitor Tech | 2 | 1.5 | 26W CONMON THERMOG 313CV9000 ON | ON | 2 | 2
313 | 313-CV-9003 | Conveyor 01 Bypass Dribble | Weeks | 26 |  | MANT | LELV - Electrician | 2 | 12.5 | 26W MANT ELEC 313CV9000 OFF | OFF | 2 | 2
313 | 313-CV-9003 | Conveyor 01 Bypass Dribble | Weeks | 26 |  | INSPE | LELV - Electrician | 2 | 6 | 26W INSPE ELEC 313CV9000 ON | ON | 2 | 2
313 | 313-CV-9003 | Conveyor 01 Bypass Dribble | Weeks | 26 |  | MANT | LINT - Industrial Technician | 2 | 7 | 26W MANT MECH 313CV9000 OFF | OFF | 2 | 2
313 | 313-CV-9003 | Conveyor 01 Bypass Dribble | Weeks | 26 |  | INSPE | LINT - Industrial Technician | 2 | 3 | 26W INSPE MECH 313CV9000 ON | ON | 2 | 2
313 | 313-CV-9003 | Conveyor 01 Bypass Dribble | Weeks | 52 |  | CONMON | LCMT - Cond Monitor Tech | 2 | 4 | 52W CONMON MECH 313CV9000 OFF | OFF | 2 | 2
313 | 313-CV-9003 | Conveyor 01 Bypass Dribble | Weeks | 52 |  | CONMON | LCMT - Cond Monitor Tech | 2 | 2.5 | 52W CONMON ELEC 313CV9000 ON | ON | 2 | 2
313 | 313-CV-9003 | Conveyor 01 Bypass Dribble | Weeks | 52 |  | CONMON | LCMT - Cond Monitor Tech | 2 | 9 | 52W CONMON MECH 313CV9000 ON | ON | 2 | 2
313 | 313-CV-9003 | Conveyor 01 Bypass Dribble | Weeks | 52 |  | INSPE | LELV - Electrician | 2 | 5.5 | 52W INSPE ELEC 313CV9000 OFF | OFF | 2 | 2
313 | 313-CV-9003 | Conveyor 01 Bypass Dribble | Weeks | 52 |  | INSPE | LELV - Electrician | 2 | 2 | 52W INSPE ELEC 313CV9000 ON | ON | 2 | 2
313 | 313-CV-9003 | Conveyor 01 Bypass Dribble | Weeks | 52 |  | MANT | LINT - Industrial Technician | 2 | 1 | 52W MANT MECH 313CV9000 OFF | OFF | 2 | 2
313 | 313-CV-9003 | Conveyor 01 Bypass Dribble | Weeks | 52 |  | INSPE | LINT - Industrial Technician | 2 | 0.5 | 52W INSPE MECH 313CV9000 ON | ON | 2 | 2
313 | 313-CV-9003 | Conveyor 01 Bypass Dribble | Weeks | 104 |  | MANT | LINT - Industrial Technician | 6 | 36 | 104W MANT MECH 313CV9000 OFF | OFF | 2 | 2
313 | 313-CV-9004 | Conveyor 02 Bypass Dribble | Weeks | 1 |  | INSPE | LCRP - C&I Technician | 2 | 0.5 | 1W INSPE INSTR 313CV9000 ON | ON | 2 | 2
313 | 313-CV-9004 | Conveyor 02 Bypass Dribble | Weeks | 1 |  | INSPE | LINT - Industrial Technician | 2 | 3 | 1W INSPE MECH 313CV9000 OFF | OFF | 2 | 2
313 | 313-CV-9004 | Conveyor 02 Bypass Dribble | Weeks | 1 |  | INSPE | LINT - Industrial Technician | 2 | 20 | 1W INSPE MECH 313CV9000 ON | ON | 2 | 2
313 | 313-CV-9004 | Conveyor 02 Bypass Dribble | Weeks | 4 |  | CONMON | LCMT - Cond Monitor Tech | 2 | 2 | 4W CONMON ELEC 313CV9000 ON | ON | 2 | 2
313 | 313-CV-9004 | Conveyor 02 Bypass Dribble | Weeks | 4 |  | CONMON | LCMT - Cond Monitor Tech | 2 | 3 | 4W CONMON MECH 313CV9000 ON | ON | 2 | 2
313 | 313-CV-9004 | Conveyor 02 Bypass Dribble | Weeks | 4 |  | INSPE | LCRP - C&I Technician | 2 | 6.5 | 4W INSPE INSTR 313CV9000 OFF | OFF | 2 | 2
313 | 313-CV-9004 | Conveyor 02 Bypass Dribble | Weeks | 4 |  | INSPE | LCRP - C&I Technician | 2 | 1.5 | 4W INSPE INSTR 313CV9000 ON | ON | 2 | 2
313 | 313-CV-9004 | Conveyor 02 Bypass Dribble | Weeks | 4 |  | INSPE | LELV - Electrician | 2 | 3.5 | 4W INSPE ELEC 313CV9000 ON | ON | 2 | 2
313 | 313-CV-9004 | Conveyor 02 Bypass Dribble | Weeks | 4 |  | INSPE | LINT - Industrial Technician | 2 | 2 | 4W INSPE MECH 313CV9000 OFF | OFF | 2 | 2
313 | 313-CV-9004 | Conveyor 02 Bypass Dribble | Weeks | 4 |  | INSPE | LINT - Industrial Technician | 2 | 3.5 | 4W INSPE MECH 313CV9000 ON | ON | 2 | 2
313 | 313-CV-9004 | Conveyor 02 Bypass Dribble | Weeks | 4 |  | INSPE | LLUB - Lube Technician | 2 | 1 | 4W INSPE LUBE 313CV9000 ON | ON | 2 | 2
313 | 313-CV-9004 | Conveyor 02 Bypass Dribble | Weeks | 8 |  | CONMON | LCMT - Cond Monitor Tech | 2 | 2 | 8W CONMON ELEC 313CV9000 ON | ON | 2 | 2
313 | 313-CV-9004 | Conveyor 02 Bypass Dribble | Weeks | 8 |  | CONMON | LCMT - Cond Monitor Tech | 2 | 1 | 8W CONMON MECH 313CV9000 ON | ON | 2 | 2
313 | 313-CV-9004 | Conveyor 02 Bypass Dribble | Weeks | 8 |  | MANT | LCRP - C&I Technician | 2 | 1 | 8W MANT INSTR 313CV9000 OFF | OFF | 2 | 2
313 | 313-CV-9004 | Conveyor 02 Bypass Dribble | Weeks | 8 |  | INSPE | LELV - Electrician | 2 | 6.5 | 8W INSPE ELEC 313CV9000 OFF | OFF | 2 | 2
313 | 313-CV-9004 | Conveyor 02 Bypass Dribble | Weeks | 8 |  | INSPE | LELV - Electrician | 2 | 1.5 | 8W INSPE ELEC 313CV9000 ON | ON | 2 | 2
313 | 313-CV-9004 | Conveyor 02 Bypass Dribble | Weeks | 8 |  | MANT | LINT - Industrial Technician | 2 | 11 | 8W MANT MECH 313CV9000 OFF | OFF | 2 | 2
313 | 313-CV-9004 | Conveyor 02 Bypass Dribble | Weeks | 13 |  | INSPE | LCRP - C&I Technician | 2 | 4 | 13W INSPE INSTR 313CV9000 OFF | OFF | 2 | 2
313 | 313-CV-9004 | Conveyor 02 Bypass Dribble | Weeks | 13 |  | INSPE | LCRP - C&I Technician | 2 | 7.5 | 13W INSPE INSTR 313CV9000 ON | ON | 2 | 2
313 | 313-CV-9004 | Conveyor 02 Bypass Dribble | Weeks | 13 |  | INSPE | LELV - Electrician | 2 | 11.5 | 13W INSPE ELEC 313CV9000 ON | ON | 2 | 2
313 | 313-CV-9004 | Conveyor 02 Bypass Dribble | Weeks | 13 |  | INSPE | LINT - Industrial Technician | 2 | 0.5 | 13W INSPE MECH 313CV9000 ON | ON | 2 | 2
313 | 313-CV-9004 | Conveyor 02 Bypass Dribble | Weeks | 13 |  | INSPE | LELV - Electrician | 2 | 0.5 | 13W INSPE ELEC 313CV9000 OFF | OFF | 2 | 2
313 | 313-CV-9004 | Conveyor 02 Bypass Dribble | Weeks | 13 |  | MANT | LELV - Electrician | 2 | 1.5 | 13W MANT ELEC 313CV9000 OFF | OFF | 2 | 2
313 | 313-CV-9004 | Conveyor 02 Bypass Dribble | Weeks | 13 |  | INSPE | LELV - Electrician | 2 | 0.5 | 13W INSPE ELEC 313CV9000 ON | ON | 2 | 2
313 | 313-CV-9004 | Conveyor 02 Bypass Dribble | Weeks | 26 |  | CONMON | LCMT - Cond Monitor Tech | 2 | 2 | 26W CONMON MECH 313CV9000 OFF | OFF | 2 | 2
313 | 313-CV-9004 | Conveyor 02 Bypass Dribble | Weeks | 26 |  | CONMON | LCMT - Cond Monitor Tech | 2 | 6 | 26W CONMON ULTRAS 313CV9000 OFF | OFF | 2 | 2
313 | 313-CV-9004 | Conveyor 02 Bypass Dribble | Weeks | 26 |  | CONMON | LCMT - Cond Monitor Tech | 2 | 1.5 | 26W CONMON THERMOG 313CV9000 ON | ON | 2 | 2
313 | 313-CV-9004 | Conveyor 02 Bypass Dribble | Weeks | 26 |  | MANT | LELV - Electrician | 2 | 12.5 | 26W MANT ELEC 313CV9000 OFF | OFF | 2 | 2
313 | 313-CV-9004 | Conveyor 02 Bypass Dribble | Weeks | 26 |  | INSPE | LELV - Electrician | 2 | 6 | 26W INSPE ELEC 313CV9000 ON | ON | 2 | 2
313 | 313-CV-9004 | Conveyor 02 Bypass Dribble | Weeks | 26 |  | MANT | LINT - Industrial Technician | 2 | 7 | 26W MANT MECH 313CV9000 OFF | OFF | 2 | 2
313 | 313-CV-9004 | Conveyor 02 Bypass Dribble | Weeks | 26 |  | INSPE | LINT - Industrial Technician | 2 | 3 | 26W INSPE MECH 313CV9000 ON | ON | 2 | 2
313 | 313-CV-9004 | Conveyor 02 Bypass Dribble | Weeks | 52 |  | CONMON | LCMT - Cond Monitor Tech | 2 | 4 | 52W CONMON MECH 313CV9000 OFF | OFF | 2 | 2
313 | 313-CV-9004 | Conveyor 02 Bypass Dribble | Weeks | 52 |  | CONMON | LCMT - Cond Monitor Tech | 2 | 2.5 | 52W CONMON ELEC 313CV9000 ON | ON | 2 | 2
313 | 313-CV-9004 | Conveyor 02 Bypass Dribble | Weeks | 52 |  | CONMON | LCMT - Cond Monitor Tech | 2 | 9 | 52W CONMON MECH 313CV9000 ON | ON | 2 | 2
313 | 313-CV-9004 | Conveyor 02 Bypass Dribble | Weeks | 52 |  | INSPE | LELV - Electrician | 2 | 5.5 | 52W INSPE ELEC 313CV9000 OFF | OFF | 2 | 2
313 | 313-CV-9004 | Conveyor 02 Bypass Dribble | Weeks | 52 |  | INSPE | LELV - Electrician | 2 | 2 | 52W INSPE ELEC 313CV9000 ON | ON | 2 | 2
313 | 313-CV-9004 | Conveyor 02 Bypass Dribble | Weeks | 52 |  | MANT | LINT - Industrial Technician | 2 | 1 | 52W MANT MECH 313CV9000 OFF | OFF | 2 | 2
313 | 313-CV-9004 | Conveyor 02 Bypass Dribble | Weeks | 52 |  | INSPE | LINT - Industrial Technician | 2 | 0.5 | 52W INSPE MECH 313CV9000 ON | ON | 2 | 2
313 | 313-CV-9004 | Conveyor 02 Bypass Dribble | Weeks | 104 |  | MANT | LINT - Industrial Technician | 6 | 36 | 104W MANT MECH 313CV9000 OFF | OFF | 2 | 2
313 | 313-EW-1001 | Eye & Wash Sec Crushing Area | Weeks | 4 |  | INSPE | LELV - Electrician | 2 | 3.5 | 4W INSPE ELEC 313EW1001 ON | ON | 2 | 3
313 | 313-EW-1001 | Eye & Wash Sec Crushing Area | Weeks | 4 |  | INSPE | LINT - Industrial Technician | 2 | 7.5 | 4W INSPE MECH 313EW1001 ON | ON | 2 | 3
313 | 313-FE-9001 | Feeder Secondary Crusher 01 | Weeks | 1 |  | INSPE | LINT - Industrial Technician | 2 | 10 | 1W INSPE MECH 313FE9001 ON | ON | 2 | 2
313 | 313-FE-9001 | Feeder Secondary Crusher 01 | Weeks | 4 |  | INSPE | LCRP - C&I Technician | 2 | 3 | 4W INSPE INSTR 313FE9001 ON | ON | 2 | 2
313 | 313-FE-9001 | Feeder Secondary Crusher 01 | Weeks | 4 |  | INSPE | LINT - Industrial Technician | 2 | 8.5 | 4W INSPE MECH 313FE9001 ON | ON | 2 | 2
313 | 313-FE-9001 | Feeder Secondary Crusher 01 | Weeks | 4 |  | INSPE | LLUB - Lube Technician | 2 | 1 | 4W INSPE LUBE 313FE9001 ON | ON | 2 | 2
313 | 313-FE-9001 | Feeder Secondary Crusher 01 | Weeks | 8 |  | CONMON | LCMT - Cond Monitor Tech | 2 | 2.5 | 8W CONMON MECH 313FE9001 ON | ON | 2 | 2
313 | 313-FE-9001 | Feeder Secondary Crusher 01 | Weeks | 8 |  | INSPE | LELV - Electrician | 2 | 6 | 8W INSPE ELEC 313FE9001 ON | ON | 2 | 2
313 | 313-FE-9001 | Feeder Secondary Crusher 01 | Weeks | 8 |  | MANT | LINT - Industrial Technician | 2 | 2 | 8W MANT MECH 313FE9001 OFF | OFF | 2 | 2
313 | 313-FE-9001 | Feeder Secondary Crusher 01 | Weeks | 8 |  | INSPE | LINT - Industrial Technician | 2 | 18 | 8W INSPE MECH 313FE9001 ON | ON | 2 | 2
313 | 313-FE-9001 | Feeder Secondary Crusher 01 | Weeks | 13 |  | INSPE | LCRP - C&I Technician | 2 | 2.5 | 13W INSPE INSTR 313FE9001 OFF | OFF | 0 | 2 | 13W_Plant_Shutdown
313 | 313-FE-9001 | Feeder Secondary Crusher 01 | Weeks | 13 |  | MANT | LELV - Electrician | 2 | 1.5 | 13W MANT ELEC 313FE9001 ON | ON | 2 | 2
313 | 313-FE-9001 | Feeder Secondary Crusher 01 | Weeks | 13 |  | CONMON | LCMT - Cond Monitor Tech | 2 | 5.5 | 13W CONMON ELEC 313FE9001 ON | ON | 2 | 2
313 | 313-FE-9001 | Feeder Secondary Crusher 01 | Weeks | 26 |  | CONMON | LCMT - Cond Monitor Tech | 2 | 5 | 26W CONMON MECH 313FE9001 OFF | OFF | 0 | 2 | 26W_Plant_Shutdown
313 | 313-FE-9001 | Feeder Secondary Crusher 01 | Weeks | 26 |  | MANT | LINT - Industrial Technician | 2 | 6 | 26W MANT MECH 313FE9001 OFF | OFF | 0 | 2 | 26W_Plant_Shutdown
313 | 313-FE-9001 | Feeder Secondary Crusher 01 | Weeks | 26 |  | INSPE | LINT - Industrial Technician | 2 | 11 | 26W INSPE MECH 313FE9001 ON | ON | 2 | 2
313 | 313-FE-9001 | Feeder Secondary Crusher 01 | Weeks | 52 |  | INSPE | LELV - Electrician | 2 | 7.5 | 52W INSPE ELEC 313FE9001 OFF | OFF | 0 | 2 | 52W_Plant_Shutdown
313 | 313-FE-9001 | Feeder Secondary Crusher 01 | Weeks | 52 |  | INSPE | LELV - Electrician | 2 | 3.5 | 52W INSPE ELEC 313FE9001 ON | ON | 2 | 2
313 | 313-FE-9001 | Feeder Secondary Crusher 01 | Weeks | 104 |  | MANT | LINT - Industrial Technician | 4 | 3 | 104W MANT MECH 313FE9001 OFF | OFF | 0 | 2 | 104W_Plant_Shutdown
313 | 313-FE-9002 | Feeder Secondary Crusher 02 | Weeks | 1 |  | INSPE | LINT - Industrial Technician | 2 | 10 | 1W INSPE MECH 313FE9001 ON | ON | 2 | 2
313 | 313-FE-9002 | Feeder Secondary Crusher 02 | Weeks | 4 |  | INSPE | LCRP - C&I Technician | 2 | 3 | 4W INSPE INSTR 313FE9001 ON | ON | 2 | 2
313 | 313-FE-9002 | Feeder Secondary Crusher 02 | Weeks | 4 |  | INSPE | LINT - Industrial Technician | 2 | 8.5 | 4W INSPE MECH 313FE9001 ON | ON | 2 | 2
313 | 313-FE-9002 | Feeder Secondary Crusher 02 | Weeks | 4 |  | INSPE | LLUB - Lube Technician | 2 | 1 | 4W INSPE LUBE 313FE9001 ON | ON | 2 | 2
313 | 313-FE-9002 | Feeder Secondary Crusher 02 | Weeks | 8 |  | CONMON | LCMT - Cond Monitor Tech | 2 | 2.5 | 8W CONMON MECH 313FE9001 ON | ON | 2 | 2
313 | 313-FE-9002 | Feeder Secondary Crusher 02 | Weeks | 8 |  | INSPE | LELV - Electrician | 2 | 6 | 8W INSPE ELEC 313FE9001 ON | ON | 2 | 2
313 | 313-FE-9002 | Feeder Secondary Crusher 02 | Weeks | 8 |  | MANT | LINT - Industrial Technician | 2 | 2 | 8W MANT MECH 313FE9001 OFF | OFF | 2 | 2
313 | 313-FE-9002 | Feeder Secondary Crusher 02 | Weeks | 8 |  | INSPE | LINT - Industrial Technician | 2 | 18 | 8W INSPE MECH 313FE9001 ON | ON | 2 | 2
313 | 313-FE-9002 | Feeder Secondary Crusher 02 | Weeks | 13 |  | INSPE | LCRP - C&I Technician | 2 | 2.5 | 13W INSPE INSTR 313FE9001 OFF | OFF | 0 | 2 | 13W_Plant_Shutdown
313 | 313-FE-9002 | Feeder Secondary Crusher 02 | Weeks | 13 |  | MANT | LELV - Electrician | 2 | 1.5 | 13W MANT ELEC 313FE9001 ON | ON | 2 | 2
313 | 313-FE-9002 | Feeder Secondary Crusher 02 | Weeks | 13 |  | CONMON | LCMT - Cond Monitor Tech | 2 | 5.5 | 13W CONMON ELEC 313FE9001 ON | ON | 2 | 2
313 | 313-FE-9002 | Feeder Secondary Crusher 02 | Weeks | 26 |  | CONMON | LCMT - Cond Monitor Tech | 2 | 5 | 26W CONMON MECH 313FE9001 OFF | OFF | 0 | 2 | 26W_Plant_Shutdown
313 | 313-FE-9002 | Feeder Secondary Crusher 02 | Weeks | 26 |  | MANT | LINT - Industrial Technician | 2 | 6 | 26W MANT MECH 313FE9001 OFF | OFF | 0 | 2 | 26W_Plant_Shutdown
313 | 313-FE-9002 | Feeder Secondary Crusher 02 | Weeks | 26 |  | INSPE | LINT - Industrial Technician | 2 | 11 | 26W INSPE MECH 313FE9001 ON | ON | 2 | 2
313 | 313-FE-9002 | Feeder Secondary Crusher 02 | Weeks | 52 |  | INSPE | LELV - Electrician | 2 | 7.5 | 52W INSPE ELEC 313FE9001 OFF | OFF | 0 | 2 | 52W_Plant_Shutdown
313 | 313-FE-9002 | Feeder Secondary Crusher 02 | Weeks | 52 |  | INSPE | LELV - Electrician | 2 | 3.5 | 52W INSPE ELEC 313FE9001 ON | ON | 2 | 2
313 | 313-FE-9002 | Feeder Secondary Crusher 02 | Weeks | 104 |  | MANT | LINT - Industrial Technician | 4 | 3 | 104W MANT MECH 313FE9001 OFF | OFF | 0 | 2 | 104W_Plant_Shutdown
313 | 313-FE-9003 | Feeder 01 Crushr Bypass Bin 02 | Weeks | 1 |  | INSPE | LINT - Industrial Technician | 2 | 10 | 1W INSPE MECH 313FE9003 ON | ON | 2 | 1
313 | 313-FE-9003 | Feeder 01 Crushr Bypass Bin 02 | Weeks | 4 |  | INSPE | LCRP - C&I Technician | 2 | 3 | 4W INSPE INSTR 313FE9003 ON | ON | 2 | 1
313 | 313-FE-9003 | Feeder 01 Crushr Bypass Bin 02 | Weeks | 4 |  | INSPE | LINT - Industrial Technician | 2 | 8 | 4W INSPE MECH 313FE9003 ON | ON | 2 | 1
313 | 313-FE-9003 | Feeder 01 Crushr Bypass Bin 02 | Weeks | 4 |  | INSPE | LLUB - Lube Technician | 2 | 1 | 4W INSPE LUBE 313FE9003 ON | ON | 2 | 1
313 | 313-FE-9003 | Feeder 01 Crushr Bypass Bin 02 | Weeks | 8 |  | CONMON | LCMT - Cond Monitor Tech | 2 | 2.5 | 8W CONMON MECH 313FE9003 ON | ON | 2 | 1
313 | 313-FE-9003 | Feeder 01 Crushr Bypass Bin 02 | Weeks | 8 |  | INSPE | LELV - Electrician | 2 | 6 | 8W INSPE ELEC 313FE9003 ON | ON | 2 | 1
313 | 313-FE-9003 | Feeder 01 Crushr Bypass Bin 02 | Weeks | 8 |  | MANT | LINT - Industrial Technician | 2 | 2 | 8W MANT MECH 313FE9003 OFF | OFF | 2 | 1
313 | 313-FE-9003 | Feeder 01 Crushr Bypass Bin 02 | Weeks | 8 |  | INSPE | LINT - Industrial Technician | 2 | 18 | 8W INSPE MECH 313FE9003 ON | ON | 2 | 1
313 | 313-FE-9003 | Feeder 01 Crushr Bypass Bin 02 | Weeks | 13 |  | INSPE | LCRP - C&I Technician | 2 | 2.5 | 13W INSPE INSTR 313FE9003 OFF | OFF | 2 | 1
313 | 313-FE-9003 | Feeder 01 Crushr Bypass Bin 02 | Weeks | 13 |  | MANT | LELV - Electrician | 2 | 1.5 | 13W MANT ELEC 313FE9003 ON | ON | 2 | 1
313 | 313-FE-9003 | Feeder 01 Crushr Bypass Bin 02 | Weeks | 13 |  | CONMON | LCMT - Cond Monitor Tech | 2 | 5.5 | 13W CONMON ELEC THERMOGRAPHY 313FE9003 ON | ON | 2 | 1
313 | 313-FE-9003 | Feeder 01 Crushr Bypass Bin 02 | Weeks | 26 |  | CONMON | LCMT - Cond Monitor Tech | 2 | 5 | 26W CONMON MECH 313FE9003 OFF | OFF | 2 | 1
313 | 313-FE-9003 | Feeder 01 Crushr Bypass Bin 02 | Weeks | 26 |  | MANT | LINT - Industrial Technician | 2 | 6 | 26W MANT MECH 313FE9003 OFF | OFF | 2 | 1
313 | 313-FE-9003 | Feeder 01 Crushr Bypass Bin 02 | Weeks | 26 |  | INSPE | LINT - Industrial Technician | 2 | 11 | 26W INSPE MECH 313FE9003 ON | ON | 2 | 1
313 | 313-FE-9003 | Feeder 01 Crushr Bypass Bin 02 | Weeks | 52 |  | INSPE | LELV - Electrician | 2 | 7.5 | 52W INSPE ELEC 313FE9003 OFF | OFF | 2 | 1
313 | 313-FE-9003 | Feeder 01 Crushr Bypass Bin 02 | Weeks | 52 |  | INSPE | LELV - Electrician | 2 | 3.5 | 52W INSPE ELEC 313FE9001 ON | ON | 2 | 1
313 | 313-FE-9003 | Feeder 01 Crushr Bypass Bin 02 | Weeks | 104 |  | MANT | LINT - Industrial Technician | 4 | 3 | 104W MANT MECH 313FE9003 OFF | OFF | 2 | 1
313 | 313-FE-9004 | Feeder 02 Crushr Bypass Bin 02 | Weeks | 1 |  | INSPE | LINT - Industrial Technician | 2 | 10 | 1W INSPE MECH 313FE9003 ON | ON | 2 | 1
313 | 313-FE-9004 | Feeder 02 Crushr Bypass Bin 02 | Weeks | 4 |  | INSPE | LCRP - C&I Technician | 2 | 3 | 4W INSPE INSTR 313FE9003 ON | ON | 2 | 1
313 | 313-FE-9004 | Feeder 02 Crushr Bypass Bin 02 | Weeks | 4 |  | INSPE | LINT - Industrial Technician | 2 | 8 | 4W INSPE MECH 313FE9003 ON | ON | 2 | 1
313 | 313-FE-9004 | Feeder 02 Crushr Bypass Bin 02 | Weeks | 4 |  | INSPE | LLUB - Lube Technician | 2 | 1 | 4W INSPE LUBE 313FE9003 ON | ON | 2 | 1
313 | 313-FE-9004 | Feeder 02 Crushr Bypass Bin 02 | Weeks | 8 |  | CONMON | LCMT - Cond Monitor Tech | 2 | 2.5 | 8W CONMON MECH 313FE9003 ON | ON | 2 | 1
313 | 313-FE-9004 | Feeder 02 Crushr Bypass Bin 02 | Weeks | 8 |  | INSPE | LELV - Electrician | 2 | 6 | 8W INSPE ELEC 313FE9003 ON | ON | 2 | 1
313 | 313-FE-9004 | Feeder 02 Crushr Bypass Bin 02 | Weeks | 8 |  | MANT | LINT - Industrial Technician | 2 | 2 | 8W MANT MECH 313FE9003 OFF | OFF | 2 | 1
313 | 313-FE-9004 | Feeder 02 Crushr Bypass Bin 02 | Weeks | 8 |  | INSPE | LINT - Industrial Technician | 2 | 18 | 8W INSPE MECH 313FE9003 ON | ON | 2 | 1
313 | 313-FE-9004 | Feeder 02 Crushr Bypass Bin 02 | Weeks | 13 |  | INSPE | LCRP - C&I Technician | 2 | 2.5 | 13W INSPE INSTR 313FE9003 OFF | OFF | 2 | 1
313 | 313-FE-9004 | Feeder 02 Crushr Bypass Bin 02 | Weeks | 13 |  | MANT | LELV - Electrician | 2 | 1.5 | 13W MANT ELEC 313FE9003 ON | ON | 2 | 1
313 | 313-FE-9004 | Feeder 02 Crushr Bypass Bin 02 | Weeks | 13 |  | CONMON | LCMT - Cond Monitor Tech | 2 | 5.5 | 13W CONMON ELEC THERMOGRAPHY 313FE9003 ON | ON | 2 | 1
313 | 313-FE-9004 | Feeder 02 Crushr Bypass Bin 02 | Weeks | 26 |  | CONMON | LCMT - Cond Monitor Tech | 2 | 5 | 26W CONMON MECH 313FE9003 OFF | OFF | 2 | 1
313 | 313-FE-9004 | Feeder 02 Crushr Bypass Bin 02 | Weeks | 26 |  | MANT | LINT - Industrial Technician | 2 | 6 | 26W MANT MECH 313FE9003 OFF | OFF | 2 | 1
313 | 313-FE-9004 | Feeder 02 Crushr Bypass Bin 02 | Weeks | 26 |  | INSPE | LINT - Industrial Technician | 2 | 11 | 26W INSPE MECH 313FE9003 ON | ON | 2 | 1
313 | 313-FE-9004 | Feeder 02 Crushr Bypass Bin 02 | Weeks | 52 |  | INSPE | LELV - Electrician | 2 | 7.5 | 52W INSPE ELEC 313FE9003 OFF | OFF | 2 | 1
313 | 313-FE-9004 | Feeder 02 Crushr Bypass Bin 02 | Weeks | 52 |  | INSPE | LELV - Electrician | 2 | 3.5 | 52W INSPE ELEC 313FE9001 ON | ON | 2 | 1
313 | 313-FE-9004 | Feeder 02 Crushr Bypass Bin 02 | Weeks | 104 |  | MANT | LINT - Industrial Technician | 4 | 3 | 104W MANT MECH 313FE9003 OFF | OFF | 2 | 1
313 | 313-FE-9005 | Feeder Secondary Crusher 03 | Weeks | 1 |  | INSPE | LINT - Industrial Technician | 2 | 10 | 1W INSPE MECH 313FE9001 ON | ON | 2 | 2
313 | 313-FE-9005 | Feeder Secondary Crusher 03 | Weeks | 4 |  | INSPE | LCRP - C&I Technician | 2 | 3 | 4W INSPE INSTR 313FE9001 ON | ON | 2 | 2
313 | 313-FE-9005 | Feeder Secondary Crusher 03 | Weeks | 4 |  | INSPE | LINT - Industrial Technician | 2 | 8.5 | 4W INSPE MECH 313FE9001 ON | ON | 2 | 2
313 | 313-FE-9005 | Feeder Secondary Crusher 03 | Weeks | 4 |  | INSPE | LLUB - Lube Technician | 2 | 1 | 4W INSPE LUBE 313FE9001 ON | ON | 2 | 2
313 | 313-FE-9005 | Feeder Secondary Crusher 03 | Weeks | 8 |  | CONMON | LCMT - Cond Monitor Tech | 2 | 2.5 | 8W CONMON MECH 313FE9001 ON | ON | 2 | 2
313 | 313-FE-9005 | Feeder Secondary Crusher 03 | Weeks | 8 |  | INSPE | LELV - Electrician | 2 | 6 | 8W INSPE ELEC 313FE9001 ON | ON | 2 | 2
313 | 313-FE-9005 | Feeder Secondary Crusher 03 | Weeks | 8 |  | MANT | LINT - Industrial Technician | 2 | 2 | 8W MANT MECH 313FE9001 OFF | OFF | 2 | 2
313 | 313-FE-9005 | Feeder Secondary Crusher 03 | Weeks | 8 |  | INSPE | LINT - Industrial Technician | 2 | 18 | 8W INSPE MECH 313FE9001 ON | ON | 2 | 2
313 | 313-FE-9005 | Feeder Secondary Crusher 03 | Weeks | 13 |  | INSPE | LCRP - C&I Technician | 2 | 2.5 | 13W INSPE INSTR 313FE9001 OFF | OFF | 0 | 2 | 13W_Plant_Shutdown
313 | 313-FE-9005 | Feeder Secondary Crusher 03 | Weeks | 13 |  | MANT | LELV - Electrician | 2 | 1.5 | 13W MANT ELEC 313FE9001 ON | ON | 2 | 2
313 | 313-FE-9005 | Feeder Secondary Crusher 03 | Weeks | 13 |  | CONMON | LCMT - Cond Monitor Tech | 2 | 5.5 | 13W CONMON ELEC 313FE9001 ON | ON | 2 | 2
313 | 313-FE-9005 | Feeder Secondary Crusher 03 | Weeks | 26 |  | CONMON | LCMT - Cond Monitor Tech | 2 | 5 | 26W CONMON MECH 313FE9001 OFF | OFF | 0 | 2 | 26W_Plant_Shutdown
313 | 313-FE-9005 | Feeder Secondary Crusher 03 | Weeks | 26 |  | MANT | LINT - Industrial Technician | 2 | 6 | 26W MANT MECH 313FE9001 OFF | OFF | 0 | 2 | 26W_Plant_Shutdown
313 | 313-FE-9005 | Feeder Secondary Crusher 03 | Weeks | 26 |  | INSPE | LINT - Industrial Technician | 2 | 11 | 26W INSPE MECH 313FE9001 ON | ON | 2 | 2
313 | 313-FE-9005 | Feeder Secondary Crusher 03 | Weeks | 52 |  | INSPE | LELV - Electrician | 2 | 7.5 | 52W INSPE ELEC 313FE9001 OFF | OFF | 0 | 2 | 52W_Plant_Shutdown
313 | 313-FE-9005 | Feeder Secondary Crusher 03 | Weeks | 52 |  | INSPE | LELV - Electrician | 2 | 3.5 | 52W INSPE ELEC 313FE9001 ON | ON | 2 | 2
313 | 313-FE-9005 | Feeder Secondary Crusher 03 | Weeks | 104 |  | MANT | LINT - Industrial Technician | 4 | 3 | 104W MANT MECH 313FE9001 OFF | OFF | 0 | 2 | 104W_Plant_Shutdown
313 | 313-FE-9006 | Feeder Secondary Crusher 04 | Weeks | 1 |  | INSPE | LINT - Industrial Technician | 2 | 10 | 1W INSPE MECH 313FE9001 ON | ON | 2 | 2
313 | 313-FE-9006 | Feeder Secondary Crusher 04 | Weeks | 4 |  | INSPE | LCRP - C&I Technician | 2 | 3 | 4W INSPE INSTR 313FE9001 ON | ON | 2 | 2
313 | 313-FE-9006 | Feeder Secondary Crusher 04 | Weeks | 4 |  | INSPE | LINT - Industrial Technician | 2 | 8.5 | 4W INSPE MECH 313FE9001 ON | ON | 2 | 2
313 | 313-FE-9006 | Feeder Secondary Crusher 04 | Weeks | 4 |  | INSPE | LLUB - Lube Technician | 2 | 1 | 4W INSPE LUBE 313FE9001 ON | ON | 2 | 2
313 | 313-FE-9006 | Feeder Secondary Crusher 04 | Weeks | 8 |  | CONMON | LCMT - Cond Monitor Tech | 2 | 2.5 | 8W CONMON MECH 313FE9001 ON | ON | 2 | 2
313 | 313-FE-9006 | Feeder Secondary Crusher 04 | Weeks | 8 |  | INSPE | LELV - Electrician | 2 | 6 | 8W INSPE ELEC 313FE9001 ON | ON | 2 | 2
313 | 313-FE-9006 | Feeder Secondary Crusher 04 | Weeks | 8 |  | MANT | LINT - Industrial Technician | 2 | 2 | 8W MANT MECH 313FE9001 OFF | OFF | 2 | 2
313 | 313-FE-9006 | Feeder Secondary Crusher 04 | Weeks | 8 |  | INSPE | LINT - Industrial Technician | 2 | 18 | 8W INSPE MECH 313FE9001 ON | ON | 2 | 2
313 | 313-FE-9006 | Feeder Secondary Crusher 04 | Weeks | 13 |  | INSPE | LCRP - C&I Technician | 2 | 2.5 | 13W INSPE INSTR 313FE9001 OFF | OFF | 0 | 2 | 13W_Plant_Shutdown
313 | 313-FE-9006 | Feeder Secondary Crusher 04 | Weeks | 13 |  | MANT | LELV - Electrician | 2 | 1.5 | 13W MANT ELEC 313FE9001 ON | ON | 2 | 2
313 | 313-FE-9006 | Feeder Secondary Crusher 04 | Weeks | 13 |  | CONMON | LCMT - Cond Monitor Tech | 2 | 5.5 | 13W CONMON ELEC 313FE9001 ON | ON | 2 | 2
313 | 313-FE-9006 | Feeder Secondary Crusher 04 | Weeks | 26 |  | CONMON | LCMT - Cond Monitor Tech | 2 | 5 | 26W CONMON MECH 313FE9001 OFF | OFF | 0 | 2 | 26W_Plant_Shutdown
313 | 313-FE-9006 | Feeder Secondary Crusher 04 | Weeks | 26 |  | MANT | LINT - Industrial Technician | 2 | 6 | 26W MANT MECH 313FE9001 OFF | OFF | 0 | 2 | 26W_Plant_Shutdown
313 | 313-FE-9006 | Feeder Secondary Crusher 04 | Weeks | 26 |  | INSPE | LINT - Industrial Technician | 2 | 11 | 26W INSPE MECH 313FE9001 ON | ON | 2 | 2
313 | 313-FE-9006 | Feeder Secondary Crusher 04 | Weeks | 52 |  | INSPE | LELV - Electrician | 2 | 7.5 | 52W INSPE ELEC 313FE9001 OFF | OFF | 0 | 2 | 52W_Plant_Shutdown
313 | 313-FE-9006 | Feeder Secondary Crusher 04 | Weeks | 52 |  | INSPE | LELV - Electrician | 2 | 3.5 | 52W INSPE ELEC 313FE9001 ON | ON | 2 | 2
313 | 313-FE-9006 | Feeder Secondary Crusher 04 | Weeks | 104 |  | MANT | LINT - Industrial Technician | 4 | 3 | 104W MANT MECH 313FE9001 OFF | OFF | 0 | 2 | 104W_Plant_Shutdown
313 | 313-HP-9014 | Hopper 01 Bin 03 Sec Crushers | Weeks | 2 |  | MANT | LCRP - C&I Technician | 2 | 0.5 | 2W MANT INST 313HP9018 OFF | OFF | 2 | 1
313 | 313-HP-9014 | Hopper 01 Bin 03 Sec Crushers | Weeks | 2 |  | INSPE | LCRP - C&I Technician | 2 | 1.7 | 2W INSPE INST 313HP9018 ON | ON | 2 | 1
313 | 313-HP-9014 | Hopper 01 Bin 03 Sec Crushers | Weeks | 4 |  | INSPE | LCRP - C&I Technician | 2 | 0.2 | 4W INSPE INST 313HP9018 OFF | OFF | 2 | 1
313 | 313-HP-9014 | Hopper 01 Bin 03 Sec Crushers | Weeks | 4 |  | INSPE | LINT - Industrial Technician | 2 | 0.6 | 4W INSPE MECH 313HP9018 ON | ON | 2 | 1
313 | 313-HP-9014 | Hopper 01 Bin 03 Sec Crushers | Weeks | 13 |  | INSPE | LCRP - C&I Technician | 2 | 0.6 | 13W INSPE INST 313HP9018 OFF | OFF | 0 | 1 | 13W_Plant_Shutdown
313 | 313-HP-9014 | Hopper 01 Bin 03 Sec Crushers | Weeks | 13 |  | INSPE | LINT - Industrial Technician | 2 | 1.2 | 13W INSPE MECH 313HP9018 OFF | OFF | 0 | 1 | 13W_Plant_Shutdown
313 | 313-HP-9014 | Hopper 01 Bin 03 Sec Crushers | Weeks | 13 |  | MANT | LINT - Industrial Technician | 2 | 2 | 13W MANT MECH 313HP9018 OFF | OFF | 0 | 1 | 13W_Plant_Shutdown
313 | 313-HP-9014 | Hopper 01 Bin 03 Sec Crushers | Weeks | 26 |  | CONMON | LCMT - Cond Monitor Tech | 2 | 1 | 26W CONMON 313HP9018 OFF | OFF | 0 | 1 | 26W_Plant_Shutdown
313 | 313-HP-9014 | Hopper 01 Bin 03 Sec Crushers | Weeks | 26 |  | INSPE | LCRP - C&I Technician | 2 | 1 | 26W INSPE INST 313HP9018 OFF | OFF | 0 | 1 | 26W_Plant_Shutdown
313 | 313-HP-9014 | Hopper 01 Bin 03 Sec Crushers | Weeks | 26 |  | INSPE | LINT - Industrial Technician | 2 | 1 | 26W INSPE MECH 313HP9018 ON | ON | 2 | 1
313 | 313-HP-9014 | Hopper 01 Bin 03 Sec Crushers | Weeks | 52 |  | MANT | LCRP - C&I Technician | 2 | 1 | 52W MANT INST 313HP9018 OFF | OFF | 0 | 1 | 52W_Plant_Shutdown
313 | 313-HP-9014 | Hopper 01 Bin 03 Sec Crushers | Weeks | 52 |  | MANT | LINT - Industrial Technician | 2 | 1 | 52W MANT MECH 313HP9018 OFF | OFF | 0 | 1 | 52W_Plant_Shutdown
313 | 313-HP-9015 | Hopper 02 Bin 03 Sec Crushers | Weeks | 2 |  | MANT | LCRP - C&I Technician | 2 | 0.5 | 2W MANT INST 313HP9018 OFF | OFF | 2 | 1
313 | 313-HP-9015 | Hopper 02 Bin 03 Sec Crushers | Weeks | 2 |  | INSPE | LCRP - C&I Technician | 2 | 1.7 | 2W INSPE INST 313HP9018 ON | ON | 2 | 1
313 | 313-HP-9015 | Hopper 02 Bin 03 Sec Crushers | Weeks | 4 |  | INSPE | LCRP - C&I Technician | 2 | 0.2 | 4W INSPE INST 313HP9018 OFF | OFF | 2 | 1
313 | 313-HP-9015 | Hopper 02 Bin 03 Sec Crushers | Weeks | 4 |  | INSPE | LINT - Industrial Technician | 2 | 0.6 | 4W INSPE MECH 313HP9018 ON | ON | 2 | 1
313 | 313-HP-9015 | Hopper 02 Bin 03 Sec Crushers | Weeks | 13 |  | INSPE | LCRP - C&I Technician | 2 | 0.6 | 13W INSPE INST 313HP9018 OFF | OFF | 0 | 1 | 13W_Plant_Shutdown
313 | 313-HP-9015 | Hopper 02 Bin 03 Sec Crushers | Weeks | 13 |  | INSPE | LINT - Industrial Technician | 2 | 1.2 | 13W INSPE MECH 313HP9018 OFF | OFF | 0 | 1 | 13W_Plant_Shutdown
313 | 313-HP-9015 | Hopper 02 Bin 03 Sec Crushers | Weeks | 13 |  | MANT | LINT - Industrial Technician | 2 | 2 | 13W MANT MECH 313HP9018 OFF | OFF | 0 | 1 | 13W_Plant_Shutdown
313 | 313-HP-9015 | Hopper 02 Bin 03 Sec Crushers | Weeks | 26 |  | CONMON | LCMT - Cond Monitor Tech | 2 | 1 | 26W CONMON 313HP9018 OFF | OFF | 0 | 1 | 26W_Plant_Shutdown
313 | 313-HP-9015 | Hopper 02 Bin 03 Sec Crushers | Weeks | 26 |  | INSPE | LCRP - C&I Technician | 2 | 1 | 26W INSPE INST 313HP9018 OFF | OFF | 0 | 1 | 26W_Plant_Shutdown
313 | 313-HP-9015 | Hopper 02 Bin 03 Sec Crushers | Weeks | 26 |  | INSPE | LINT - Industrial Technician | 2 | 1 | 26W INSPE MECH 313HP9018 ON | ON | 2 | 1
313 | 313-HP-9015 | Hopper 02 Bin 03 Sec Crushers | Weeks | 52 |  | MANT | LCRP - C&I Technician | 2 | 1 | 52W MANT INST 313HP9018 OFF | OFF | 0 | 1 | 52W_Plant_Shutdown
313 | 313-HP-9015 | Hopper 02 Bin 03 Sec Crushers | Weeks | 52 |  | MANT | LINT - Industrial Technician | 2 | 1 | 52W MANT MECH 313HP9018 OFF | OFF | 0 | 1 | 52W_Plant_Shutdown
313 | 313-HP-9018 | Hopper Sec Crushing Clean Up | Weeks | 2 |  | MANT | LCRP - C&I Technician | 2 | 0.5 | 2W MANT INST 313HP9018 OFF | OFF | 2 | 3
313 | 313-HP-9018 | Hopper Sec Crushing Clean Up | Weeks | 2 |  | INSPE | LCRP - C&I Technician | 2 | 1.7 | 2W INSPE INST 313HP9018 ON | ON | 2 | 3
313 | 313-HP-9018 | Hopper Sec Crushing Clean Up | Weeks | 4 |  | INSPE | LCRP - C&I Technician | 2 | 0.2 | 4W INSPE INST 313HP9018 OFF | OFF | 2 | 3
313 | 313-HP-9018 | Hopper Sec Crushing Clean Up | Weeks | 4 |  | INSPE | LINT - Industrial Technician | 2 | 0.6 | 4W INSPE MECH 313HP9018 ON | ON | 2 | 3
313 | 313-HP-9018 | Hopper Sec Crushing Clean Up | Weeks | 13 |  | INSPE | LCRP - C&I Technician | 2 | 0.6 | 13W INSPE INST 313HP9018 OFF | OFF | 0 | 3 | 13W_Plant_Shutdown
313 | 313-HP-9018 | Hopper Sec Crushing Clean Up | Weeks | 13 |  | INSPE | LINT - Industrial Technician | 2 | 1.2 | 13W INSPE MECH 313HP9018 OFF | OFF | 0 | 3 | 13W_Plant_Shutdown
313 | 313-HP-9018 | Hopper Sec Crushing Clean Up | Weeks | 13 |  | MANT | LINT - Industrial Technician | 2 | 2 | 13W MANT MECH 313HP9018 OFF | OFF | 0 | 3 | 13W_Plant_Shutdown
313 | 313-HP-9018 | Hopper Sec Crushing Clean Up | Weeks | 26 |  | CONMON | LCMT - Cond Monitor Tech | 2 | 1 | 26W CONMON 313HP9018 OFF | OFF | 0 | 3 | 26W_Plant_Shutdown
313 | 313-HP-9018 | Hopper Sec Crushing Clean Up | Weeks | 26 |  | INSPE | LCRP - C&I Technician | 2 | 1 | 26W INSPE INST 313HP9018 OFF | OFF | 0 | 3 | 26W_Plant_Shutdown
313 | 313-HP-9018 | Hopper Sec Crushing Clean Up | Weeks | 26 |  | INSPE | LINT - Industrial Technician | 2 | 1 | 26W INSPE MECH 313HP9018 ON | ON | 2 | 3
313 | 313-HP-9018 | Hopper Sec Crushing Clean Up | Weeks | 52 |  | MANT | LCRP - C&I Technician | 2 | 1 | 52W MANT INST 313HP9018 OFF | OFF | 0 | 3 | 52W_Plant_Shutdown
313 | 313-HP-9018 | Hopper Sec Crushing Clean Up | Weeks | 52 |  | MANT | LINT - Industrial Technician | 2 | 1 | 52W MANT MECH 313HP9018 OFF | OFF | 0 | 3 | 52W_Plant_Shutdown
313 | 313-LP-1001 | Lighting & Power LV | Weeks | 26 |  | CONMON | LCMT - Cond Monitor Tech | 2 | 2 | 26W CONMON ELEC 313-LP-1001 PISO1 ON | ON | 2 | 3
313 | 313-LP-1001 | Lighting & Power LV | Weeks | 26 |  | CONMON | LCMT - Cond Monitor Tech | 2 | 2 | 26W CONMON ELEC 313-LP-1001 PISO2 ON | ON | 2 | 3
313 | 313-LP-1001 | Lighting & Power LV | Weeks | 26 |  | CONMON | LCMT - Cond Monitor Tech | 2 | 2 | 26W CONMON ELEC 313-LP-1001 PISO3 ON | ON | 2 | 3
313 | 313-LP-1001 | Lighting & Power LV | Weeks | 26 |  | CONMON | LCMT - Cond Monitor Tech | 2 | 2 | 26W CONMON ELEC 313-LP-1001 PISO4 ON | ON | 2 | 3
313 | 313-LP-1001 | Lighting & Power LV | Weeks | 26 |  | INSPE | LELV - Electrician | 2 | 2 | 26W INSPE ELEC 313-LP-1001 PISO 1 OFF | OFF | 0 | 3 | 26W_Plant_Shutdown
313 | 313-LP-1001 | Lighting & Power LV | Weeks | 26 |  | INSPE | LELV - Electrician | 2 | 1 | 26W INSPE ELEC 313-LP-1001 PISO2 OFF | OFF | 0 | 3 | 26W_Plant_Shutdown
313 | 313-LP-1001 | Lighting & Power LV | Weeks | 26 |  | INSPE | LELV - Electrician | 2 | 1 | 26W INSPE ELEC 313-LP-1001 PISO3 OFF | OFF | 0 | 3 | 26W_Plant_Shutdown
313 | 313-LP-1001 | Lighting & Power LV | Weeks | 26 |  | INSPE | LELV - Electrician | 2 | 1 | 26W INSPE ELEC 313-LP-1001 PISO4 OFF | OFF | 0 | 3 | 26W_Plant_Shutdown
313 | 313-LP-1001 | Lighting & Power LV | Weeks | 26 |  | INSPE | LELV - Electrician | 2 | 11 | 26W INSPE ELEC 313-LP-1001 PISO1 ON | ON | 2 | 3
313 | 313-LP-1001 | Lighting & Power LV | Weeks | 26 |  | INSPE | LELV - Electrician | 2 | 12 | 26W INSPE ELEC 313-LP-1001 PISO2 ON | ON | 2 | 3
313 | 313-LP-1001 | Lighting & Power LV | Weeks | 26 |  | INSPE | LELV - Electrician | 2 | 11 | 26W INSPE ELEC 313-LP-1001 PISO3 ON | ON | 2 | 3
313 | 313-LP-1001 | Lighting & Power LV | Weeks | 26 |  | INSPE | LELV - Electrician | 2 | 11 | 26W INSPE ELEC 313-LP-1001 PISO4 ON | ON | 2 | 3
313 | 313-MO-3001 | Monorail 01 Spile Bars SWL-2T | Weeks | 8 |  | CONMON | LCMT - Cond Monitor Tech | 2 | 2 | 8W CONMON MECH 313-MO-3001 ON | ON | 2 | 1
313 | 313-MO-3001 | Monorail 01 Spile Bars SWL-2T | Weeks | 8 |  | INSPE | LINT - Industrial Technician | 2 | 8 | 8W INSPE MECH 313-MO-3001 ON | ON | 2 | 1
313 | 313-MO-3002 | Monorail 02 Spile Bars SWL-2T | Weeks | 8 |  | CONMON | LCMT - Cond Monitor Tech | 2 | 2 | 8W CONMON MECH 313-MO-3002 ON | ON | 2 | 1
313 | 313-MO-3002 | Monorail 02 Spile Bars SWL-2T | Weeks | 8 |  | INSPE | LINT - Industrial Technician | 2 | 8 | 8W INSPE MECH 313-MO-3002 ON | ON | 2 | 1
313 | 313-MO-4001 | Monorail 01 Spile Bars SWL-2T | Weeks | 8 |  | CONMON | LCMT - Cond Monitor Tech | 2 | 2 | 8W CONMON MECH 313-MO-4001 ON | ON | 2 | 1
313 | 313-MO-4001 | Monorail 01 Spile Bars SWL-2T | Weeks | 8 |  | INSPE | LINT - Industrial Technician | 2 | 8 | 8W INSPE MECH 313-MO-4001 ON | ON | 2 | 1
313 | 313-MO-4002 | Monorail 02 Spile Bars SWL-2T | Weeks | 8 |  | CONMON | LCMT - Cond Monitor Tech | 2 | 2 | 8W CONMON MECH 313-MO-4002 ON | ON | 2 | 1
313 | 313-MO-4002 | Monorail 02 Spile Bars SWL-2T | Weeks | 8 |  | INSPE | LINT - Industrial Technician | 2 | 8 | 8W INSPE MECH 313-MO-4002 ON | ON | 2 | 1
313 | 313-MO-9001 | Monorail 01 Recrush Crusher 01 | Weeks | 8 |  | CONMON | LCMT - Cond Monitor Tech | 2 | 2 | 8W CONMON MECH 313-MO-9001 ON | ON | 2 | 1
313 | 313-MO-9001 | Monorail 01 Recrush Crusher 01 | Weeks | 8 |  | INSPE | LINT - Industrial Technician | 2 | 8 | 8W INSPE MECH 313-MO-9001 ON | ON | 2 | 1
313 | 313-MO-9002 | Monorail 02 Recrush Crusher 02 | Weeks | 8 |  | CONMON | LCMT - Cond Monitor Tech | 2 | 2 | 8W CONMON MECH 313-MO-9002 ON | ON | 2 | 1
313 | 313-MO-9002 | Monorail 02 Recrush Crusher 02 | Weeks | 8 |  | INSPE | LINT - Industrial Technician | 2 | 8 | 8W INSPE MECH 313-MO-9002 ON | ON | 2 | 1
313 | 313-MO-9003 | Monorail 03 Recrush Crusher 03 | Weeks | 8 |  | CONMON | LCMT - Cond Monitor Tech | 2 | 2 | 8W CONMON MECH 313-MO-9003 ON | ON | 2 | 1
313 | 313-MO-9003 | Monorail 03 Recrush Crusher 03 | Weeks | 8 |  | INSPE | LINT - Industrial Technician | 2 | 8 | 8W INSPE MECH 313-MO-9003 ON | ON | 2 | 1
313 | 313-MO-9004 | Monorail 04 Recrush Crusher 04 | Weeks | 8 |  | CONMON | LCMT - Cond Monitor Tech | 2 | 2 | 8W CONMON MECH 313-MO-9004 ON | ON | 2 | 1
313 | 313-MO-9004 | Monorail 04 Recrush Crusher 04 | Weeks | 8 |  | INSPE | LINT - Industrial Technician | 2 | 8 | 8W INSPE MECH 313-MO-9004 ON | ON | 2 | 1
313 | 313-MO-9005 | Monorail Spile Bar Trolley 01 | Weeks | 8 |  | CONMON | LCMT - Cond Monitor Tech | 2 | 2 | 8W CONMON MECH 313-MO-9005 ON | ON | 2 | 1
313 | 313-MO-9005 | Monorail Spile Bar Trolley 01 | Weeks | 8 |  | INSPE | LINT - Industrial Technician | 2 | 8 | 8W INSPE MECH 313-MO-9005 ON | ON | 2 | 1
313 | 313-MO-9006 | Monorail Spile Bar Trolley 02 | Weeks | 8 |  | CONMON | LCMT - Cond Monitor Tech | 2 | 2 | 8W CONMON MECH 313-MO-9006 ON | ON | 2 | 1
313 | 313-MO-9006 | Monorail Spile Bar Trolley 02 | Weeks | 8 |  | INSPE | LINT - Industrial Technician | 2 | 8 | 8W INSPE MECH 313-MO-9006 ON | ON | 2 | 1
313 | 313-MO-9007 | Monorail Spile Bar Trolley 01 | Weeks | 8 |  | CONMON | LCMT - Cond Monitor Tech | 2 | 2 | 8W CONMON MECH 313-MO-9007 ON | ON | 2 | 1
313 | 313-MO-9007 | Monorail Spile Bar Trolley 01 | Weeks | 8 |  | INSPE | LINT - Industrial Technician | 2 | 8 | 8W INSPE MECH 313-MO-9007 ON | ON | 2 | 1
313 | 313-MO-9008 | Monorail Spile Bar Trolley 02 | Weeks | 8 |  | CONMON | LCMT - Cond Monitor Tech | 2 | 2 | 8W CONMON MECH 313-MO-9008 ON | ON | 2 | 1
313 | 313-MO-9008 | Monorail Spile Bar Trolley 02 | Weeks | 8 |  | INSPE | LINT - Industrial Technician | 2 | 8 | 8W INSPE MECH 313-MO-9008 ON | ON | 2 | 1
313 | 313-MO-9009 | Monorail 01 Trolley 01 SWL-5T | Weeks | 8 |  | CONMON | LCMT - Cond Monitor Tech | 2 | 2 | 8W CONMON MECH 313-MO-9009 ON | ON | 2 | 1
313 | 313-MO-9009 | Monorail 01 Trolley 01 SWL-5T | Weeks | 8 |  | INSPE | LINT - Industrial Technician | 2 | 8 | 8W INSPE MECH 313-MO-9009 ON | ON | 2 | 1
313 | 313-MO-9010 | Monorail 02 Trolley 02 SWL-5T | Weeks | 8 |  | CONMON | LCMT - Cond Monitor Tech | 2 | 2 | 8W CONMON MECH 313-MO-9010 ON | ON | 2 | 1
313 | 313-MO-9010 | Monorail 02 Trolley 02 SWL-5T | Weeks | 8 |  | INSPE | LINT - Industrial Technician | 2 | 8 | 8W INSPE MECH 313-MO-9010 ON | ON | 2 | 1
313 | 313-MO-9011 | Monorail Removable Platform 03 | Weeks | 8 |  | CONMON | LCMT - Cond Monitor Tech | 2 | 2 | 8W CONMON MECH 313-MO-9011 ON | ON | 2 | 1
313 | 313-MO-9011 | Monorail Removable Platform 03 | Weeks | 8 |  | INSPE | LINT - Industrial Technician | 2 | 8 | 8W INSPE MECH 313-MO-9011 ON | ON | 2 | 1
313 | 313-MO-9012 | Monorail Removable Platform 02 | Weeks | 8 |  | CONMON | LCMT - Cond Monitor Tech | 2 | 2 | 8W CONMON MECH 313-MO-9012 ON | ON | 2 | 1
313 | 313-MO-9012 | Monorail Removable Platform 02 | Weeks | 8 |  | INSPE | LINT - Industrial Technician | 2 | 8 | 8W INSPE MECH 313-MO-9012 ON | ON | 2 | 1
313 | 313-MO-9013 | Monorail Removable Platform 04 | Weeks | 8 |  | CONMON | LCMT - Cond Monitor Tech | 2 | 2 | 8W CONMON MECH 313-MO-9013 ON | ON | 2 | 1
313 | 313-MO-9013 | Monorail Removable Platform 04 | Weeks | 8 |  | INSPE | LINT - Industrial Technician | 2 | 8 | 8W INSPE MECH 313-MO-9013 ON | ON | 2 | 1
313 | 313-MO-9014 | Monorail Removable Platform 05 | Weeks | 8 |  | CONMON | LCMT - Cond Monitor Tech | 2 | 2 | 8W CONMON MECH 313-MO-9014 ON | ON | 2 | 1
313 | 313-MO-9014 | Monorail Removable Platform 05 | Weeks | 8 |  | INSPE | LINT - Industrial Technician | 2 | 8 | 8W INSPE MECH 313-MO-9014 ON | ON | 2 | 1
313 | 313-MO-9015 | Monorail Removable Platform 06 | Weeks | 8 |  | CONMON | LCMT - Cond Monitor Tech | 2 | 2 | 8W CONMON MECH 313-MO-9015 ON | ON | 2 | 1
313 | 313-MO-9015 | Monorail Removable Platform 06 | Weeks | 8 |  | INSPE | LINT - Industrial Technician | 2 | 8 | 8W INSPE MECH 313-MO-9015 ON | ON | 2 | 1
313 | 313-MO-9016 | Monorail 01 Spile bar Hoppr 01 | Weeks | 8 |  | CONMON | LCMT - Cond Monitor Tech | 2 | 2 | 8W CONMON MECH 313-MO-9016 ON | ON | 2 | 1
313 | 313-MO-9016 | Monorail 01 Spile bar Hoppr 01 | Weeks | 8 |  | INSPE | LINT - Industrial Technician | 2 | 8 | 8W INSPE MECH 313-MO-9016 ON | ON | 2 | 1
313 | 313-MO-9017 | Monorail 02 Spile bar Hoppr 01 | Weeks | 8 |  | CONMON | LCMT - Cond Monitor Tech | 2 | 2 | 8W CONMON MECH 313-MO-9017 ON | ON | 2 | 1
313 | 313-MO-9017 | Monorail 02 Spile bar Hoppr 01 | Weeks | 8 |  | INSPE | LINT - Industrial Technician | 2 | 8 | 8W INSPE MECH 313-MO-9017 ON | ON | 2 | 1
313 | 313-MO-9018 | Monorail 01 Spile bar Hoppr 02 | Weeks | 8 |  | CONMON | LCMT - Cond Monitor Tech | 2 | 2 | 8W CONMON MECH 313-MO-9018 ON | ON | 2 | 1
313 | 313-MO-9018 | Monorail 01 Spile bar Hoppr 02 | Weeks | 8 |  | INSPE | LINT - Industrial Technician | 2 | 8 | 8W INSPE MECH 313-MO-9018 ON | ON | 2 | 1
313 | 313-MO-9019 | Monorail 02 Spile bar Hoppr 02 | Weeks | 8 |  | CONMON | LCMT - Cond Monitor Tech | 2 | 2 | 8W CONMON MECH 313-MO-9019 ON | ON | 2 | 1
313 | 313-MO-9019 | Monorail 02 Spile bar Hoppr 02 | Weeks | 8 |  | INSPE | LINT - Industrial Technician | 2 | 8 | 8W INSPE MECH 313-MO-9019 ON | ON | 2 | 1
313 | 313-MO-9020 | Monorail 01 ByPass Feeder 01 | Weeks | 8 |  | CONMON | LCMT - Cond Monitor Tech | 2 | 2 | 8W CONMON MECH 313-MO-9020 ON | ON | 2 | 1
313 | 313-MO-9020 | Monorail 01 ByPass Feeder 01 | Weeks | 8 |  | INSPE | LINT - Industrial Technician | 2 | 8 | 8W INSPE MECH 313-MO-9020 ON | ON | 2 | 1
313 | 313-MO-9021 | Monorail 01 ByPass Feeder 02 | Weeks | 8 |  | CONMON | LCMT - Cond Monitor Tech | 2 | 2 | 8W CONMON MECH 313-MO-9021 ON | ON | 2 | 1
313 | 313-MO-9021 | Monorail 01 ByPass Feeder 02 | Weeks | 8 |  | INSPE | LINT - Industrial Technician | 2 | 8 | 8W INSPE MECH 313-MO-9021 ON | ON | 2 | 1
313 | 313-MO-9022 | Monorail 02 ByPass Feeder 01 | Weeks | 8 |  | CONMON | LCMT - Cond Monitor Tech | 2 | 2 | 8W CONMON MECH 313-MO-9022 ON | ON | 2 | 1
313 | 313-MO-9022 | Monorail 02 ByPass Feeder 01 | Weeks | 8 |  | INSPE | LINT - Industrial Technician | 2 | 8 | 8W INSPE MECH 313-MO-9022 ON | ON | 2 | 1
313 | 313-MO-9023 | Monorail 03 Head ByPass Fdr 01 | Weeks | 8 |  | CONMON | LCMT - Cond Monitor Tech | 2 | 2 | 8W CONMON MECH 313-MO-9023 ON | ON | 2 | 1
313 | 313-MO-9023 | Monorail 03 Head ByPass Fdr 01 | Weeks | 8 |  | INSPE | LINT - Industrial Technician | 2 | 8 | 8W INSPE MECH 313-MO-9023 ON | ON | 2 | 1
313 | 313-MO-9101 | Monorail 01 Pulley 313-PL-1003 | Weeks | 8 |  | CONMON | LCMT - Cond Monitor Tech | 2 | 2 | 8W CONMON MECH 313MO9100/200 ON | ON | 2 | 1
313 | 313-MO-9101 | Monorail 01 Pulley 313-PL-1003 | Weeks | 8 |  | INSPE | LINT - Industrial Technician | 2 | 8 | 8W INSPE MECH 313MO9100/200 ON | ON | 2 | 1
313 | 313-MO-9102 | Monorail 02 Pulley 313-PL-1005 | Weeks | 8 |  | CONMON | LCMT - Cond Monitor Tech | 2 | 2 | 8W CONMON MECH 313MO9100/200 ON | ON | 2 | 1
313 | 313-MO-9102 | Monorail 02 Pulley 313-PL-1005 | Weeks | 8 |  | INSPE | LINT - Industrial Technician | 2 | 8 | 8W INSPE MECH 313MO9100/200 ON | ON | 2 | 1
313 | 313-MO-9103 | Monorail 01 SWL-2T Ore Transfr | Weeks | 8 |  | CONMON | LCMT - Cond Monitor Tech | 2 | 2 | 8W CONMON MECH 313MO9100/200 ON | ON | 2 | 1
313 | 313-MO-9103 | Monorail 01 SWL-2T Ore Transfr | Weeks | 8 |  | INSPE | LINT - Industrial Technician | 2 | 8 | 8W INSPE MECH 313MO9100/200 ON | ON | 2 | 1
313 | 313-MO-9104 | Monorail 02 SWL-2T Ore Transfr | Weeks | 8 |  | CONMON | LCMT - Cond Monitor Tech | 2 | 2 | 8W CONMON MECH 313MO9100/200 ON | ON | 2 | 1
313 | 313-MO-9104 | Monorail 02 SWL-2T Ore Transfr | Weeks | 8 |  | INSPE | LINT - Industrial Technician | 2 | 8 | 8W INSPE MECH 313MO9100/200 ON | ON | 2 | 1
313 | 313-MO-9105 | Monorail 03 SWL-2T Ore Transfr | Weeks | 8 |  | CONMON | LCMT - Cond Monitor Tech | 2 | 2 | 8W CONMON MECH 313MO9100/200 ON | ON | 2 | 1
313 | 313-MO-9105 | Monorail 03 SWL-2T Ore Transfr | Weeks | 8 |  | INSPE | LINT - Industrial Technician | 2 | 8 | 8W INSPE MECH 313MO9100/200 ON | ON | 2 | 1
313 | 313-MO-9106 | Monorail 04 SWL-2T Ore Transfr | Weeks | 8 |  | CONMON | LCMT - Cond Monitor Tech | 2 | 2 | 8W CONMON MECH 313MO9100/200 ON | ON | 2 | 1
313 | 313-MO-9106 | Monorail 04 SWL-2T Ore Transfr | Weeks | 8 |  | INSPE | LINT - Industrial Technician | 2 | 8 | 8W INSPE MECH 313MO9100/200 ON | ON | 2 | 1
313 | 313-MO-9107 | Monorail 01 3T Belt Vulcaniser | Weeks | 8 |  | CONMON | LCMT - Cond Monitor Tech | 2 | 2 | 8W CONMON MECH 313MO9100/200 ON | ON | 2 | 1
313 | 313-MO-9107 | Monorail 01 3T Belt Vulcaniser | Weeks | 8 |  | INSPE | LINT - Industrial Technician | 2 | 8 | 8W INSPE MECH 313MO9100/200 ON | ON | 2 | 1
313 | 313-MO-9108 | Monorail 02 5T Belt Vulcaniser | Weeks | 8 |  | CONMON | LCMT - Cond Monitor Tech | 2 | 2 | 8W CONMON MECH 313MO9100/200 ON | ON | 2 | 1
313 | 313-MO-9108 | Monorail 02 5T Belt Vulcaniser | Weeks | 8 |  | INSPE | LINT - Industrial Technician | 2 | 8 | 8W INSPE MECH 313MO9100/200 ON | ON | 2 | 1
313 | 313-MO-9201 | Monorail 01 Pulley 313-PL-2003 | Weeks | 8 |  | CONMON | LCMT - Cond Monitor Tech | 2 | 2 | 8W CONMON MECH 313MO9100/200 ON | ON | 2 | 1
313 | 313-MO-9201 | Monorail 01 Pulley 313-PL-2003 | Weeks | 8 |  | INSPE | LINT - Industrial Technician | 2 | 8 | 8W INSPE MECH 313MO9100/200 ON | ON | 2 | 1
313 | 313-MO-9202 | Monorail 02 Pulley 313-PL-2005 | Weeks | 8 |  | CONMON | LCMT - Cond Monitor Tech | 2 | 2 | 8W CONMON MECH 313MO9100/200 ON | ON | 2 | 1
313 | 313-MO-9202 | Monorail 02 Pulley 313-PL-2005 | Weeks | 8 |  | INSPE | LINT - Industrial Technician | 2 | 8 | 8W INSPE MECH 313MO9100/200 ON | ON | 2 | 1
313 | 313-MO-9203 | Monorail 01 SWL-2T Ore Transfr | Weeks | 8 |  | CONMON | LCMT - Cond Monitor Tech | 2 | 2 | 8W CONMON MECH 313MO9100/200 ON | ON | 2 | 1
313 | 313-MO-9203 | Monorail 01 SWL-2T Ore Transfr | Weeks | 8 |  | INSPE | LINT - Industrial Technician | 2 | 8 | 8W INSPE MECH 313MO9100/200 ON | ON | 2 | 1
313 | 313-MO-9204 | Monorail 02 SWL-2T Ore Transfr | Weeks | 8 |  | CONMON | LCMT - Cond Monitor Tech | 2 | 2 | 8W CONMON MECH 313MO9100/200 ON | ON | 2 | 1
313 | 313-MO-9204 | Monorail 02 SWL-2T Ore Transfr | Weeks | 8 |  | INSPE | LINT - Industrial Technician | 2 | 8 | 8W INSPE MECH 313MO9100/200 ON | ON | 2 | 1
313 | 313-MO-9205 | Monorail 03 SWL-2T Ore Transfr | Weeks | 8 |  | CONMON | LCMT - Cond Monitor Tech | 2 | 2 | 8W CONMON MECH 313MO9100/200 ON | ON | 2 | 1
313 | 313-MO-9205 | Monorail 03 SWL-2T Ore Transfr | Weeks | 8 |  | INSPE | LINT - Industrial Technician | 2 | 8 | 8W INSPE MECH 313MO9100/200 ON | ON | 2 | 1
313 | 313-MO-9206 | Monorail 04 SWL-2T Ore Transfr | Weeks | 8 |  | CONMON | LCMT - Cond Monitor Tech | 2 | 2 | 8W CONMON MECH 313MO9100/200 ON | ON | 2 | 1
313 | 313-MO-9206 | Monorail 04 SWL-2T Ore Transfr | Weeks | 8 |  | INSPE | LINT - Industrial Technician | 2 | 8 | 8W INSPE MECH 313MO9100/200 ON | ON | 2 | 1
313 | 313-MO-9207 | Monorail 01 3T Belt Vulcaniser | Weeks | 8 |  | CONMON | LCMT - Cond Monitor Tech | 2 | 2 | 8W CONMON MECH 313MO9100/200 ON | ON | 2 | 1
313 | 313-MO-9207 | Monorail 01 3T Belt Vulcaniser | Weeks | 8 |  | INSPE | LINT - Industrial Technician | 2 | 8 | 8W INSPE MECH 313MO9100/200 ON | ON | 2 | 1
313 | 313-MO-9208 | Monorail 02 5T Belt Vulcaniser | Weeks | 8 |  | CONMON | LCMT - Cond Monitor Tech | 2 | 2 | 8W CONMON MECH 313MO9100/200 ON | ON | 2 | 1
313 | 313-MO-9208 | Monorail 02 5T Belt Vulcaniser | Weeks | 8 |  | INSPE | LINT - Industrial Technician | 2 | 8 | 8W INSPE MECH 313MO9100/200 ON | ON | 2 | 1
313 | 313-PI-1001 | Piping & Valves Sec Crushing | Weeks | 52 |  | CONMON | LCMT - Cond Monitor Tech | 2 | 4.5 | 52W CONMON MECH PIPING & VAL ON | ON | 2 | 3
313 | 313-PI-1001 | Piping & Valves Sec Crushing | Weeks | 52 |  | INSPE | LINT - Industrial Technician | 2 | 10 | 52W INSPE MECH PIPING & VAL OFF | OFF | 0 | 3 | 52W_Plant_Shutdown
313 | 313-PP-9028 | Pump 01 Sec Crushing Clean Up | Weeks | 1 |  | INSPE | LINT - Industrial Technician | 2 | 0.5 | 1W INSPE MECH BOMBA CENTRIFUGA ON | ON | 2 | 2
313 | 313-PP-9028 | Pump 01 Sec Crushing Clean Up | Weeks | 4 |  | CONMON | LCMT - Cond Monitor Tech | 2 | 3 | 4W CONMON ELEC BOMBA CENTRIFUGA ON | ON | 2 | 2
313 | 313-PP-9028 | Pump 01 Sec Crushing Clean Up | Weeks | 4 |  | CONMON | LCMT - Cond Monitor Tech | 2 | 8 | 4W CONMON MECH BOMBA CENTRIFUGA ON | ON | 2 | 2
313 | 313-PP-9028 | Pump 01 Sec Crushing Clean Up | Weeks | 4 |  | INSPE | LCRP - C&I Technician | 2 | 1 | 4W INSPE INSTR BOMBA CENTRIFUGA OFF | OFF | 2 | 2
313 | 313-PP-9028 | Pump 01 Sec Crushing Clean Up | Weeks | 4 |  | INSPE | LCRP - C&I Technician | 2 | 2 | 4W INSPE INSTR BOMBA CENTRIFUGA ON | ON | 2 | 2
313 | 313-PP-9028 | Pump 01 Sec Crushing Clean Up | Weeks | 4 |  | INSPE | LINT - Industrial Technician | 2 | 2.5 | 4W INSPE MECH BOMBA CENTRIGUGA OFF | OFF | 2 | 2
313 | 313-PP-9028 | Pump 01 Sec Crushing Clean Up | Weeks | 4 |  | INSPE | LINT - Industrial Technician | 2 | 4 | 4W INSPE MECH BOMBA CENTRIFUGA ON | ON | 2 | 2
313 | 313-PP-9028 | Pump 01 Sec Crushing Clean Up | Weeks | 4 |  | MANT | LLUB - Lube Technician | 2 | 1 | 4W MANT LUBE BOMBA CENTRIFUGA ON | ON | 2 | 2
313 | 313-PP-9028 | Pump 01 Sec Crushing Clean Up | Weeks | 13 |  | MANT | LCRP - C&I Technician | 2 | 1.5 | 13W MANT INSTR BOMBA CENTRIFUGA ON | ON | 2 | 2
313 | 313-PP-9028 | Pump 01 Sec Crushing Clean Up | Weeks | 13 |  | INSPE | LINT - Industrial Technician | 2 | 21 | 13W INSPE MECH BOMBA CENTRIGUGA OFF | OFF | 0 | 2 | 13W_Plant_Shutdown
313 | 313-PP-9028 | Pump 01 Sec Crushing Clean Up | Weeks | 13 |  | INSPE | LINT - Industrial Technician | 2 | 12 | 13W INSPE MECH BOMBA CENTRIFUGA ON | ON | 2 | 2
313 | 313-PP-9028 | Pump 01 Sec Crushing Clean Up | Weeks | 26 |  | INSPE | LINT - Industrial Technician | 2 | 1 | 26W INSPE MECH BOMBA CENTRIGUGA OFF | OFF | 0 | 2 | 26W_Plant_Shutdown
313 | 313-PP-9028 | Pump 01 Sec Crushing Clean Up | Weeks | 26 |  | INSPE | LELV - Electrician | 2 | 5.5 | 26W INSPE ELEC BOMBA CENTRIFUGA OFF | OFF | 0 | 2 | 26W_Plant_Shutdown
313 | 313-PP-9029 | Pump 02 Sec Crushing Clean Up | Weeks | 1 |  | INSPE | LINT - Industrial Technician | 2 | 0.5 | 1W INSPE MECH BOMBA CENTRIFUGA ON | ON | 2 | 2
313 | 313-PP-9029 | Pump 02 Sec Crushing Clean Up | Weeks | 4 |  | CONMON | LCMT - Cond Monitor Tech | 2 | 3 | 4W CONMON ELEC BOMBA CENTRIFUGA ON | ON | 2 | 2
313 | 313-PP-9029 | Pump 02 Sec Crushing Clean Up | Weeks | 4 |  | CONMON | LCMT - Cond Monitor Tech | 2 | 8 | 4W CONMON MECH BOMBA CENTRIFUGA ON | ON | 2 | 2
313 | 313-PP-9029 | Pump 02 Sec Crushing Clean Up | Weeks | 4 |  | INSPE | LCRP - C&I Technician | 2 | 1 | 4W INSPE INSTR BOMBA CENTRIFUGA OFF | OFF | 2 | 2
313 | 313-PP-9029 | Pump 02 Sec Crushing Clean Up | Weeks | 4 |  | INSPE | LCRP - C&I Technician | 2 | 2 | 4W INSPE INSTR BOMBA CENTRIFUGA ON | ON | 2 | 2
313 | 313-PP-9029 | Pump 02 Sec Crushing Clean Up | Weeks | 4 |  | INSPE | LINT - Industrial Technician | 2 | 2.5 | 4W INSPE MECH BOMBA CENTRIGUGA OFF | OFF | 2 | 2
313 | 313-PP-9029 | Pump 02 Sec Crushing Clean Up | Weeks | 4 |  | INSPE | LINT - Industrial Technician | 2 | 4 | 4W INSPE MECH BOMBA CENTRIFUGA ON | ON | 2 | 2
313 | 313-PP-9029 | Pump 02 Sec Crushing Clean Up | Weeks | 4 |  | MANT | LLUB - Lube Technician | 2 | 1 | 4W MANT LUBE BOMBA CENTRIFUGA ON | ON | 2 | 2
313 | 313-PP-9029 | Pump 02 Sec Crushing Clean Up | Weeks | 13 |  | MANT | LCRP - C&I Technician | 2 | 1.5 | 13W MANT INSTR BOMBA CENTRIFUGA ON | ON | 2 | 2
313 | 313-PP-9029 | Pump 02 Sec Crushing Clean Up | Weeks | 13 |  | INSPE | LINT - Industrial Technician | 2 | 21 | 13W INSPE MECH BOMBA CENTRIGUGA OFF | OFF | 0 | 2 | 13W_Plant_Shutdown
313 | 313-PP-9029 | Pump 02 Sec Crushing Clean Up | Weeks | 13 |  | INSPE | LINT - Industrial Technician | 2 | 12 | 13W INSPE MECH BOMBA CENTRIFUGA ON | ON | 2 | 2
313 | 313-PP-9029 | Pump 02 Sec Crushing Clean Up | Weeks | 26 |  | INSPE | LINT - Industrial Technician | 2 | 1 | 26W INSPE MECH BOMBA CENTRIGUGA OFF | OFF | 0 | 2 | 26W_Plant_Shutdown
313 | 313-PP-9029 | Pump 02 Sec Crushing Clean Up | Weeks | 26 |  | INSPE | LELV - Electrician | 2 | 5.5 | 26W INSPE ELEC BOMBA CENTRIFUGA OFF | OFF | 0 | 2 | 26W_Plant_Shutdown
313 | 313-ST-3101 | Structure Sec & Tert Crushing | Weeks | 52 |  | TOPOG | LCMT - Cond Monitor Tech | 2 | 5 | 52W TOPOG ESTRUCTURAS PISO1 ON | ON | 2 | 3
313 | 313-ST-3101 | Structure Sec & Tert Crushing | Weeks | 52 |  | TOPOG | LCMT - Cond Monitor Tech | 2 | 5 | 52W TOPOG ESTRUCTURAS PISO2 ON | ON | 2 | 3
313 | 313-ST-3101 | Structure Sec & Tert Crushing | Weeks | 52 |  | TOPOG | LCMT - Cond Monitor Tech | 2 | 5 | 52W TOPOG ESTRUCTURAS PISO3 ON | ON | 2 | 3
313 | 313-ST-3101 | Structure Sec & Tert Crushing | Weeks | 52 |  | TOPOG | LCMT - Cond Monitor Tech | 2 | 5 | 52W TOPOG ESTRUCTURAS PISO4 ON | ON | 2 | 3
313 | 313-ST-3101 | Structure Sec & Tert Crushing | Weeks | 52 |  | CONMON | LINT - Industrial Technician | 2 | 4 | 52W CONMON ESTRUCTURAS PISO1 ON | ON | 2 | 3
313 | 313-ST-3101 | Structure Sec & Tert Crushing | Weeks | 52 |  | CONMON | LINT - Industrial Technician | 2 | 4 | 52W CONMON ESTRUCTURAS PISO2 ON | ON | 2 | 3
313 | 313-ST-3101 | Structure Sec & Tert Crushing | Weeks | 52 |  | CONMON | LINT - Industrial Technician | 2 | 4 | 52W CONMON ESTRUCTURAS PISO3 ON | ON | 2 | 3
313 | 313-ST-3101 | Structure Sec & Tert Crushing | Weeks | 52 |  | CONMON | LINT - Industrial Technician | 2 | 4 | 52W CONMON ESTRUCTURAS PISO4 ON | ON | 2 | 3
313 | 313-VS-9001 | Receiver Air Sec& Recrush Area | Weeks | 4 |  | INSPE | LCRP - C&I Technician | 2 | 1 | 4W INSPE INST 313VS9001 ON | ON | 2 | 2
313 | 313-VS-9001 | Receiver Air Sec& Recrush Area | Weeks | 4 |  | INSPE | LINT - Industrial Technician | 2 | 1.5 | 4W INSPE MECH 313VS9001 ON | ON | 2 | 2
313 | 313-VS-9001 | Receiver Air Sec& Recrush Area | Weeks | 13 |  | INSPE | LCRP - C&I Technician | 2 | 1 | 13W INSPE INST 313VS9001 ON | ON | 2 | 2
313 | 313-VS-9001 | Receiver Air Sec& Recrush Area | Weeks | 13 |  | INSPE | LINT - Industrial Technician | 2 | 3 | 13W INSPE MECH 313VS9001 OFF | OFF | 2 | 2
313 | 313-VS-9001 | Receiver Air Sec& Recrush Area | Weeks | 13 |  | INSPE | LINT - Industrial Technician | 2 | 6 | 13W INSPE MECH 313VS9001 ON | ON | 2 | 2
313 | 313-VS-9001 | Receiver Air Sec& Recrush Area | Weeks | 52 |  | CONMON | LCMT - Cond Monitor Tech | 2 | 1.5 | 52W CONMON 313VS9001 OFF | OFF | 2 | 2
313 | 313-VS-9001 | Receiver Air Sec& Recrush Area | Weeks | 52 |  | INSPE | LCRP - C&I Technician | 2 | 1 | 52W INSPE INST 313VS9001 OFF | OFF | 2 | 2
313 | 313-VS-9001 | Receiver Air Sec& Recrush Area | Weeks | 52 |  | MANT | LCRP - C&I Technician | 2 | 2.5 | 52W MANT INST 313VS9001 OFF | OFF | 2 | 2
Note on A1: [Comentario encadenado] Su versión de Excel le permite leer este comentario encadenado; sin embargo, las ediciones que se apliquen se quitarán si el archivo se abre en una versión más reciente de Excel. Más información: https://go.microsoft.com/fwlink/?linkid=870924 Comentario: Area
Note on B1: [Comentario encadenado] Su versión de Excel le permite leer este comentario encadenado; sin embargo, las ediciones que se apliquen se quitarán si el archivo se abre en una versión más reciente de Excel. Más información: https://go.microsoft.com/fwlink/?linkid=870924 Comentario: Tag
Note on C1: [Comentario encadenado] Su versión de Excel le permite leer este comentario encadenado; sin embargo, las ediciones que se apliquen se quitarán si el archivo se abre en una versión más reciente de Excel. Más información: https://go.microsoft.com/fwlink/?linkid=870924 Comentario: Equipo
Note on D1: [Comentario encadenado] Su versión de Excel le permite leer este comentario encadenado; sin embargo, las ediciones que se apliquen se quitarán si el archivo se abre en una versión más reciente de Excel. Más información: https://go.microsoft.com/fwlink/?linkid=870924 Comentario: Unidad de la Frecuencia ("Weeks" or "Hours")
Note on E1: [Comentario encadenado] Su versión de Excel le permite leer este comentario encadenado; sin embargo, las ediciones que se apliquen se quitarán si el archivo se abre en una versión más reciente de Excel. Más información: https://go.microsoft.com/fwlink/?linkid=870924 Comentario: Frecuencia
Note on F1: [Comentario encadenado] Su versión de Excel le permite leer este comentario encadenado; sin embargo, las ediciones que se apliquen se quitarán si el archivo se abre en una versión más reciente de Excel. Más información: https://go.microsoft.com/fwlink/?linkid=870924 Comentario: Uso diario promedio
Note on G1: [Comentario encadenado] Su versión de Excel le permite leer este comentario encadenado; sin embargo, las ediciones que se apliquen se quitarán si el archivo se abre en una versión más reciente de Excel. Más información: https://go.microsoft.com/fwlink/?linkid=870924 Comentario: Tipo de Trabajo
Note on H1: [Comentario encadenado] Su versión de Excel le permite leer este comentario encadenado; sin embargo, las ediciones que se apliquen se quitarán si el archivo se abre en una versión más reciente de Excel. Más información: https://go.microsoft.com/fwlink/?linkid=870924 Comentario: Puesto de trabajo
Note on I1: [Comentario encadenado] Su versión de Excel le permite leer este comentario encadenado; sin embargo, las ediciones que se apliquen se quitarán si el archivo se abre en una versión más reciente de Excel. Más información: https://go.microsoft.com/fwlink/?linkid=870924 Comentario: Cant. de personas
Note on J1: [Comentario encadenado] Su versión de Excel le permite leer este comentario encadenado; sin embargo, las ediciones que se apliquen se quitarán si el archivo se abre en una versión más reciente de Excel. Más información: https://go.microsoft.com/fwlink/?linkid=870924 Comentario: HH
Note on K1: [Comentario encadenado] Su versión de Excel le permite leer este comentario encadenado; sin embargo, las ediciones que se apliquen se quitarán si el archivo se abre en una versión más reciente de Excel. Más información: https://go.microsoft.com/fwlink/?linkid=870924 Comentario: Operación
Note on L1: [Comentario encadenado] Su versión de Excel le permite leer este comentario encadenado; sin embargo, las ediciones que se apliquen se quitarán si el archivo se abre en una versión más reciente de Excel. Más información: https://go.microsoft.com/fwlink/?linkid=870924 Comentario: Modo de Operación
Note on M1: [Comentario encadenado] Su versión de Excel le permite leer este comentario encadenado; sin embargo, las ediciones que se apliquen se quitarán si el archivo se abre en una versión más reciente de Excel. Más información: https://go.microsoft.com/fwlink/?linkid=870924 Comentario: 0=Fijo o Paradas de Planta, misma unidad definida en Frequency_Unit
Note on N1: [Comentario encadenado] Su versión de Excel le permite leer este comentario encadenado; sin embargo, las ediciones que se apliquen se quitarán si el archivo se abre en una versión más reciente de Excel. Más información: https://go.microsoft.com/fwlink/?linkid=870924 Comentario: 1 (Bajo), 2(Medio) y 3 (Alto)